## Monthly Cap Data (hidden)
Equation
|  |  | Input | [9 empty] | 0 | [13 empty] | 3.7875 |  | 10 | 8 | 10 | 2.4 |  |  | 0 | 0 | 0 | 0 | 0 | 0 | 0
[8 empty] | Hydro | Hydro | Hydro | Hydro | Hydro | 0 | Hydro | Hydro | Hydro/Wood | [10 empty] | 0.48109 |  | 0.32442 | 0.27067 | 0.975 | 0.66667 |  |  | 0 | 0 | 0.9 | 0.9 | 1 | 1 | 1
High Load Forecast Escalator | Base Load Forecast Escalator | Low Load Forecast Escalator | Year | Month | High Forecast | Base Forecast | Low Forecast | HQ B | HQ C-1 | HQ C-2 | HQ C-3 | HQ C-4b | Rock Tenn | Niagara | St Lawrence | VEPPI | Swanton Peaker | Ryegate | UPC Wind - Sheffield - Fixed Price | Kingdom Wind | Next Era - Seabrook | New Cap Resource 5 | New Cap Resource 6 | New Cap Resource 7 | New Cap Resource 8 | New Cap Resource 9 | SPEED Standard Offer Rates | Total Existing Resources | Next Era - 9/2013 | Constellation - 1/2014 | PSEG - 1/2014 | Proposed Cap Resource 1 | Proposed Cap Resource 2 | Proposed Cap Resource 3 | Proposed Cap Resource 4 | Proposed Cap Resource 5 | Proposed Cap Resource 6 | Proposed Cap Resource 7 | Proposed Cap Resource 8 | Proposed Cap Resource 9 | Proposed Cap Resource 10 | Total Pending Resources | Total Resources Existing + Pending | High Forecast Net Shortfall (Excess) Existing + Pending | Base Forecast Net Shortfall (Excess) Existing + Pending | Low Forecast Net Shortfall (Excess) Existing + Pending
1% |  | 0% | 2012 | 1 | #N/A | 81.5139 | #N/A | 0.415 | 19.995 | 5.132 | 0.125 | 5.671 | 4.687 | 5.2493 | 0.1087 | 3.462 | 3.359 | 0 | 3 | 0 | [6 empty] | 0.14985 | #N/A | [13 empty] | #N/A | #N/A | #N/A | #N/A | #N/A
1% |  | 0% | 2012 | 2 | #N/A | 81.5139 | #N/A | 0.415 | 19.995 | 5.132 | 0.125 | 5.671 | 4.687 | 5.2493 | 0.1087 | 3.462 | 3.359 | 0 | 3 | 0 | [6 empty] | 0.14985 | #N/A | [13 empty] | #N/A | #N/A | #N/A | #N/A | #N/A
1% |  | 0% | 2012 | 3 | #N/A | 81.5139 | #N/A | 0.415 | 19.995 | 5.132 | 0.125 | 5.671 | 4.687 | 5.2493 | 0.1087 | 3.462 | 3.359 | 0 | 3 | 0 | [6 empty] | 0.14985 | #N/A | [13 empty] | #N/A | #N/A | #N/A | #N/A | #N/A
1% |  | 0% | 2012 | 4 | #N/A | 81.5139 | #N/A | 0.415 | 19.995 | 5.132 | 0.125 | 5.671 | 4.687 | 5.2493 | 0.1087 | 3.462 | 3.359 | 0 | 3 | 0 | [6 empty] | 0.14985 | #N/A | [13 empty] | #N/A | #N/A | #N/A | #N/A | #N/A
1% |  | 0% | 2012 | 5 | #N/A | 81.5139 | #N/A | 0.415 | 19.995 | 5.132 | 0.125 | 5.671 | 4.687 | 5.2493 | 0.1087 | 3.462 | 3.359 | 0 | 3 | 0 | [6 empty] | 0.14985 | #N/A | [13 empty] | #N/A | #N/A | #N/A | #N/A | #N/A
1% |  | 0% | 2012 | 6 | #N/A | 81.5139 | #N/A | 0.415 | 19.995 | 5.132 | 0.125 | 5.671 | 4.687 | 5.2493 | 0.1087 | 2.5013 | 3.359 | 0 | 3 | 0 | [6 empty] | 1.2712 | #N/A | [13 empty] | #N/A | #N/A | #N/A | #N/A | #N/A
1% |  | 0% | 2012 | 7 | #N/A | 81.5139 | #N/A | 0.415 | 19.995 | 5.132 | 0.125 | 5.671 | 4.687 | 5.2493 | 0.1087 | 2.5013 | 3.359 | 0 | 3 | 0 | [6 empty] | 1.2712 | #N/A | [13 empty] | #N/A | #N/A | #N/A | #N/A | #N/A
1% |  | 0% | 2012 | 8 | #N/A | 81.5139 | #N/A | 0.415 | 19.995 | 5.132 | 0.125 | 5.671 | 4.687 | 5.2493 | 0.1087 | 2.5013 | 3.359 | 0 | 3 | 0 | [6 empty] | 1.2712 | #N/A | [13 empty] | #N/A | #N/A | #N/A | #N/A | #N/A
1% |  | 0% | 2012 | 9 | #N/A | 81.5139 | #N/A | 0.415 | 19.995 | 5.132 | 0.125 | 5.671 | 4.687 | 5.2493 | 0.1087 | 2.5013 | 3.359 | 0 | 3 | 0 | [6 empty] | 1.2712 | #N/A | [13 empty] | #N/A | #N/A | #N/A | #N/A | #N/A
1% |  | 0% | 2012 | 10 | #N/A | 81.5139 | #N/A | 0.415 | 19.995 | 5.132 | 0.125 | 5.671 | 4.687 | 5.2493 | 0.1087 | 3.4643 | 3.359 | 0 | 3 | 0 | [6 empty] | 1.2712 | #N/A | [13 empty] | #N/A | #N/A | #N/A | #N/A | #N/A
1% |  | 0% | 2012 | 11 | #N/A | 81.5139 | #N/A | 0.415 | 0 | 0 | 0.125 | 5.671 | 4.687 | 5.2493 | 0.1087 | 1.8683 | 3.359 | 1.596 | 3 | 0 | [6 empty] | 1.2712 | #N/A | [13 empty] | #N/A | #N/A | #N/A | #N/A | #N/A
1% |  | 0% | 2012 | 12 | #N/A | 81.5139 | #N/A | 0.415 | 0 | 0 | 0.125 | 5.671 | 4.687 | 5.2493 | 0.1087 | 1.8683 | 3.359 | 1.596 | 3 | 0 | [6 empty] | 1.2712 | #N/A | [13 empty] | #N/A | #N/A | #N/A | #N/A | #N/A
1% | 1.228% | 0% | #N/A | #N/A | #N/A | 82.5145 | #N/A | 0.415 |  |  | 0.125 | 5.671 | 5.062 | 5.2493 | 0.1087 | 1.8683 | 3.359 | 1.596 | 3 | 2.4 | [6 empty] | 1.2712 | #N/A | [13 empty] | #N/A | #N/A | #N/A | #N/A | #N/A
1% | 1.228% | 0% | #N/A | #N/A | #N/A | #N/A | #N/A | 0.415 |  |  | 0.125 | 5.671 | 5.062 | 5.2493 | 0.1087 | 1.8683 | 3.359 | 1.596 | 3 | 2.4 | [6 empty] | 1.2712 | #N/A | [13 empty] | #N/A | #N/A | #N/A | #N/A | #N/A
1% | 1.228% | 0% | #N/A | #N/A | #N/A | #N/A | #N/A | 0.415 |  |  | 0.125 | 5.671 | 5.062 | 5.2493 | 0.1087 | 1.8683 | 3.359 | 1.596 | 3 | 2.4 | [6 empty] | 1.2712 | #N/A | [13 empty] | #N/A | #N/A | #N/A | #N/A | #N/A
1% | 1.228% | 0% | #N/A | #N/A | #N/A | #N/A | #N/A | 0.415 |  |  | 0.125 | 5.671 | 5.062 | 5.2493 | 0.1087 | 1.5239 | 3.359 | 1.596 | 3 | 2.4 | [6 empty] | 1.2712 | #N/A | [13 empty] | #N/A | #N/A | #N/A | #N/A | #N/A
1% | 1.228% | 0% | #N/A | #N/A | #N/A | #N/A | #N/A | 0.415 |  |  | 0.125 | 5.671 | 5.062 | 5.2493 | 0.1087 | 1.5239 | 3.359 | 1.596 | 3 | 2.4 | [6 empty] | 1.2712 | #N/A | [13 empty] | #N/A | #N/A | #N/A | #N/A | #N/A
1% | 1.228% | 0% | #N/A | #N/A | #N/A | #N/A | #N/A | 0.415 |  |  | 0.125 | 5.671 | 5.065 | 5.2493 | 0.1087 | 0.75339 | 3.359 | 1.455 | 3 | 2.4 | [6 empty] | 1.5098 | #N/A | [13 empty] | #N/A | #N/A | #N/A | #N/A | #N/A
1% | 1.228% | 0% | #N/A | #N/A | #N/A | #N/A | #N/A | 0.415 |  |  | 0.125 | 5.671 | 5.065 | 5.2493 | 0.1087 | 0.75339 | 3.359 | 1.455 | 3 | 2.4 | [6 empty] | 1.5098 | #N/A | [13 empty] | #N/A | #N/A | #N/A | #N/A | #N/A
1% | 1.228% | 0% | #N/A | #N/A | #N/A | #N/A | #N/A | 0.415 |  |  | 0.125 | 5.671 | 5.065 | 5.2493 | 0.1087 | 0.75339 | 3.359 | 1.455 | 3 | 2.4 | [6 empty] | 1.5098 | #N/A | [13 empty] | #N/A | #N/A | #N/A | #N/A | #N/A
1% | 1.228% | 0% | #N/A | #N/A | #N/A | #N/A | #N/A | 0.415 |  |  | 0.125 | 5.671 | 5.065 | 5.2493 | 0.1087 | 0.75339 | 3.359 | 1.455 | 3 | 2.4 | [6 empty] | 1.5098 | #N/A | [13 empty] | #N/A | #N/A | #N/A | #N/A | #N/A
1% | 1.228% | 0% | #N/A | #N/A | #N/A | #N/A | #N/A | 0.415 |  |  | 0.125 | 5.671 | 5.065 | 5.2493 | 0.1087 | 1.4829 | 3.359 | 1.455 | 3 | 2.4 | [6 empty] | 1.5098 | #N/A | [13 empty] | #N/A | #N/A | #N/A | #N/A | #N/A
1% | 1.228% | 0% | #N/A | #N/A | #N/A | #N/A | #N/A | 0.415 |  |  | 0.125 | 5.671 | 5.065 | 5.2493 | 0.1087 | 1.4829 | 3.359 | 1.455 | 3 | 2.4 | [6 empty] | 1.5098 | #N/A | [13 empty] | #N/A | #N/A | #N/A | #N/A | #N/A
1% | 1.228% | 0% | #N/A | #N/A | #N/A | #N/A | #N/A | 0.415 |  |  | 0.125 | 5.671 | 5.065 | 5.2493 | 0.1087 | 1.4829 | 3.359 | 1.455 | 3 | 2.4 | [6 empty] | 1.5098 | #N/A | [13 empty] | #N/A | #N/A | #N/A | #N/A | #N/A
1% | 2.153% | 0% | #N/A | #N/A | #N/A | #N/A | #N/A | 0.415 |  |  | 0.125 | 5.671 | 5.065 | 5.2493 | 0.1087 | 1.4829 | 3.359 | 1.455 | 4.25 | [7 empty] | 2.0468 | #N/A | [13 empty] | #N/A | #N/A | #N/A | #N/A | #N/A
1% | 2.153% | 0% | #N/A | #N/A | #N/A | #N/A | #N/A | 0.415 |  |  | 0.125 | 5.671 | 5.065 | 5.2493 | 0.1087 | 1.4829 | 3.359 | 1.455 | 4.25 | [7 empty] | 2.0468 | #N/A | [13 empty] | #N/A | #N/A | #N/A | #N/A | #N/A
1% | 2.153% | 0% | #N/A | #N/A | #N/A | #N/A | #N/A | 0.415 |  |  | 0.125 | 5.671 | 5.065 | 5.2493 | 0.1087 | 1.4829 | 3.359 | 1.455 | 4.25 | [7 empty] | 2.0468 | #N/A | [13 empty] | #N/A | #N/A | #N/A | #N/A | #N/A
1% | 2.153% | 0% | #N/A | #N/A | #N/A | #N/A | #N/A | 0.415 |  |  | 0.125 | 5.671 | 5.065 | 5.2493 | 0.1087 | 1.4829 | 3.359 | 1.455 | 4.25 | [7 empty] | 2.0468 | #N/A | [13 empty] | #N/A | #N/A | #N/A | #N/A | #N/A
1% | 2.153% | 0% | #N/A | #N/A | #N/A | #N/A | #N/A | 0.415 |  |  | 0.125 | 5.671 | 5.065 | 5.2493 | 0.1087 | 1.4829 | 3.359 | 1.455 | 4.25 | [7 empty] | 2.0468 | #N/A | [13 empty] | #N/A | #N/A | #N/A | #N/A | #N/A
1% | 2.153% | 0% | #N/A | #N/A | #N/A | #N/A | #N/A | 0.415 |  |  | 0.125 | 5.671 | 5.065 | 5.2493 | 0.1087 | 0.79535 | 3.359 | 1.455 | 2.5 | 1.5238 | [6 empty] | 2.2255 | #N/A | [13 empty] | #N/A | #N/A | #N/A | #N/A | #N/A
1% | 2.153% | 0% | #N/A | #N/A | #N/A | #N/A | #N/A | 0.415 |  |  | 0.125 | 5.671 | 5.065 | 5.2493 | 0.1087 | 0.79535 | 3.359 | 1.455 | 2.5 | 1.5238 | [6 empty] | 2.2255 | #N/A | [13 empty] | #N/A | #N/A | #N/A | #N/A | #N/A
1% | 2.153% | 0% | #N/A | #N/A | #N/A | #N/A | #N/A | 0.415 |  |  | 0.125 | 5.671 | 5.065 | 5.2493 | 0.1087 | 0.79535 | 3.359 | 1.455 | 2.5 | 1.5238 | [6 empty] | 2.2255 | #N/A | [13 empty] | #N/A | #N/A | #N/A | #N/A | #N/A
1% | 2.153% | 0% | #N/A | #N/A | #N/A | #N/A | #N/A | 0.415 |  |  | 0.125 | 5.671 | 5.065 | 5.2493 | 0.1087 | 0.79535 | 3.359 | 1.455 | 2.5 | 1.5238 | [6 empty] | 2.2255 | #N/A | [13 empty] | #N/A | #N/A | #N/A | #N/A | #N/A
1% | 2.153% | 0% | #N/A | #N/A | #N/A | #N/A | #N/A | 0.415 |  |  | 0.125 | 5.671 | 5.065 | 5.2493 | 0.1087 | 1.4844 | 3.359 | 1.455 | 4.25 | 2.7521 | [6 empty] | 2.2255 | #N/A | [13 empty] | #N/A | #N/A | #N/A | #N/A | #N/A
1% | 2.153% | 0% | #N/A | #N/A | #N/A | #N/A | #N/A | 0.415 |  |  | 0.125 | 5.671 | 5.065 | 5.2493 | 0.1087 | 1.4844 | 3.359 | 1.455 | 4.25 | 2.7521 | [6 empty] | 2.2255 | #N/A | [13 empty] | #N/A | #N/A | #N/A | #N/A | #N/A
1% | 2.153% | 0% | #N/A | #N/A | #N/A | #N/A | #N/A | 0.415 |  |  | 0.125 | 5.671 | 5.065 | 5.2493 | 0.1087 | 1.4844 | 3.359 | 1.455 | 4.25 | 2.7521 | [6 empty] | 2.2255 | #N/A | [13 empty] | #N/A | #N/A | #N/A | #N/A | #N/A
1% | -1.61% | 0% | #N/A | #N/A | #N/A | #N/A | #N/A | 0.415 |  |  | 0.125 | 5.671 | 5.065 | 5.2493 | 0.1087 | 1.4844 | 3.359 | 1.455 | 4.25 | 2.7521 | 9.75 | [5 empty] | 3.0708 | #N/A | [13 empty] | #N/A | #N/A | #N/A | #N/A | #N/A
1% | -1.61% | 0% | #N/A | #N/A | #N/A | #N/A | #N/A | 0.415 |  |  | 0.125 | 5.671 | 5.065 | 5.2493 | 0.1087 | 1.4844 | 3.359 | 1.455 | 4.25 | 2.7521 | #N/A | [5 empty] | 3.0708 | #N/A | [13 empty] | #N/A | #N/A | #N/A | #N/A | #N/A
1% | -1.61% | 0% | #N/A | #N/A | #N/A | #N/A | #N/A | 0.415 |  |  | 0.125 | 5.671 | 5.065 | 5.2493 | 0.1087 | 1.4844 | 3.359 | 1.455 | 4.25 | 2.7521 | #N/A | [5 empty] | 3.0708 | #N/A | [13 empty] | #N/A | #N/A | #N/A | #N/A | #N/A
1% | -1.61% | 0% | #N/A | #N/A | #N/A | #N/A | #N/A | 0.415 |  |  | 0.125 | 5.671 | 5.065 | 5.2493 | 0.1087 | 1.4844 | 3.359 | 1.455 | 4.25 | 2.7521 | #N/A | [5 empty] | 3.0708 | #N/A | [13 empty] | #N/A | #N/A | #N/A | #N/A | #N/A
1% | -1.61% | 0% | #N/A | #N/A | #N/A | #N/A | #N/A | 0.415 |  |  | 0.125 | 5.671 | 5.065 | 5.2493 | 0.1087 | 1.4844 | 3.359 | 1.455 | 4.25 | 2.7521 | #N/A | [5 empty] | 3.0708 | #N/A | [13 empty] | #N/A | #N/A | #N/A | #N/A | #N/A
1% | -1.61% | 0% | #N/A | #N/A | #N/A | #N/A | #N/A | 0.415 |  |  | 0.125 | 5.671 | 5.065 | 5.2493 | 0.1087 | 0.79535 | 3.359 | 1.455 | 2.5 | 1.5238 | #N/A | [5 empty] | 2.2255 | #N/A | [13 empty] | #N/A | #N/A | #N/A | #N/A | #N/A
1% | -1.61% | 0% | #N/A | #N/A | #N/A | #N/A | #N/A | 0.415 |  |  | 0.125 | 5.671 | 5.065 | 5.2493 | 0.1087 | 0.79535 | 3.359 | 1.455 | 2.5 | 1.5238 | #N/A | [5 empty] | 2.2255 | #N/A | [13 empty] | #N/A | #N/A | #N/A | #N/A | #N/A
1% | -1.61% | 0% | #N/A | #N/A | #N/A | #N/A | #N/A | 0.415 |  |  | 0.125 | 5.671 | 5.065 | 5.2493 | 0.1087 | 0.79535 | 3.359 | 1.455 | 2.5 | 1.5238 | #N/A | [5 empty] | 2.2255 | #N/A | [13 empty] | #N/A | #N/A | #N/A | #N/A | #N/A
1% | -1.61% | 0% | #N/A | #N/A | #N/A | #N/A | #N/A | 0.415 |  |  | 0.125 | 5.671 | 5.065 | 5.2493 | 0.1087 | 0.79535 | 3.359 | 1.455 | 2.5 | 1.5238 | #N/A | [5 empty] | 2.2255 | #N/A | [13 empty] | #N/A | #N/A | #N/A | #N/A | #N/A
1% | -1.61% | 0% | #N/A | #N/A | #N/A | #N/A | #N/A | 0.415 |  |  | 0.125 | 5.671 | 5.065 | 5.2493 | 0.1087 | 1.4844 | 3.359 | 1.455 | 4.25 | 2.7521 | #N/A | [5 empty] | 2.2255 | #N/A | [13 empty] | #N/A | #N/A | #N/A | #N/A | #N/A
1% | -1.61% | 0% | #N/A | #N/A | #N/A | #N/A | #N/A | 0 |  |  | 0 | 5.671 | 5.065 | 5.2493 | 0.1087 | 1.4844 | 3.359 | 1.455 | 4.25 | 2.7521 | #N/A | [5 empty] | 2.2255 | #N/A | [13 empty] | #N/A | #N/A | #N/A | #N/A | #N/A
1% | -1.61% | 0% | #N/A | #N/A | #N/A | #N/A | #N/A | 0 |  |  | 0 | 5.671 | 5.065 | 5.2493 | 0.1087 | 1.4844 | 3.359 | 1.455 | 4.25 | 2.7521 | #N/A | [5 empty] | 2.2255 | #N/A | [13 empty] | #N/A | #N/A | #N/A | #N/A | #N/A
1% | -0.6424% | 0% | #N/A | #N/A | #N/A | #N/A | #N/A |  |  |  |  | 5.671 | 5.065 | 5.2493 | 0.1087 | 1.4844 | 3.359 | 1.455 | 4.25 | 2.7521 | #N/A | [5 empty] | 2.2255 | #N/A | [13 empty] | #N/A | #N/A | #N/A | #N/A | #N/A
1% | -0.6424% | 0% | #N/A | #N/A | #N/A | #N/A | #N/A |  |  |  |  | 5.671 | 5.065 | 5.2493 | 0.1087 | 1.4844 | 3.359 | 1.455 | 4.25 | 2.7521 | #N/A | [5 empty] | 2.2255 | #N/A | [13 empty] | #N/A | #N/A | #N/A | #N/A | #N/A
1% | -0.6424% | 0% | #N/A | #N/A | #N/A | #N/A | #N/A |  |  |  |  | 5.671 | 5.065 | 5.2493 | 0.1087 | 1.4844 | 3.359 | 1.455 | 4.25 | 2.7521 | #N/A | [5 empty] | 2.2255 | #N/A | [13 empty] | #N/A | #N/A | #N/A | #N/A | #N/A
1% | -0.6424% | 0% | #N/A | #N/A | #N/A | #N/A | #N/A |  |  |  |  | 5.671 | 5.065 | 5.2493 | 0.1087 | 1.4844 | 3.359 | 1.455 | 4.25 | 2.7521 | #N/A | [5 empty] | 2.2255 | #N/A | [13 empty] | #N/A | #N/A | #N/A | #N/A | #N/A
1% | -0.6424% | 0% | #N/A | #N/A | #N/A | #N/A | #N/A |  |  |  |  | 5.671 | 5.065 | 5.2493 | 0.1087 | 1.4844 | 3.359 | 1.455 | 4.25 | 2.7521 | #N/A | [5 empty] | 2.2255 | #N/A | [13 empty] | #N/A | #N/A | #N/A | #N/A | #N/A
1% | -0.6424% | 0% | #N/A | #N/A | #N/A | #N/A | #N/A |  |  |  |  | 5.671 | 5.065 | 5.2493 | 0.1087 | 0.79535 | 3.359 | 1.455 | 2.5 | 1.5238 | #N/A | [5 empty] | 2.2255 | #N/A | [13 empty] | #N/A | #N/A | #N/A | #N/A | #N/A
1% | -0.6424% | 0% | #N/A | #N/A | #N/A | #N/A | #N/A |  |  |  |  | 5.671 | 5.065 | 5.2493 | 0.1087 | 0.79535 | 3.359 | 1.455 | 2.5 | 1.5238 | #N/A | [5 empty] | 2.2255 | #N/A | [13 empty] | #N/A | #N/A | #N/A | #N/A | #N/A
1% | -0.6424% | 0% | #N/A | #N/A | #N/A | #N/A | #N/A |  |  |  |  | 5.671 | 5.065 | 5.2493 | 0.1087 | 0.79535 | 3.359 | 1.455 | 2.5 | 1.5238 | #N/A | [5 empty] | 2.2255 | #N/A | [13 empty] | #N/A | #N/A | #N/A | #N/A | #N/A
1% | -0.6424% | 0% | #N/A | #N/A | #N/A | #N/A | #N/A |  |  |  |  | 5.671 | 5.065 | 5.2493 | 0.1087 | 0.79535 | 3.359 | 1.455 | 2.5 | 1.5238 | #N/A | [5 empty] | 2.2255 | #N/A | [13 empty] | #N/A | #N/A | #N/A | #N/A | #N/A
1% | -0.6424% | 0% | #N/A | #N/A | #N/A | #N/A | #N/A |  |  |  |  | 5.671 | 5.065 | 5.2493 | 0.1087 | 1.4844 | 3.359 | 1.455 | 4.25 | 2.7521 | #N/A | [5 empty] | 2.2255 | #N/A | [13 empty] | #N/A | #N/A | #N/A | #N/A | #N/A
1% | -0.6424% | 0% | #N/A | #N/A | #N/A | #N/A | #N/A |  |  |  |  | 5.671 | 5.065 | 5.2493 | 0.1087 | 1.4787 | 3.359 | 1.455 | 4.25 | 2.7521 | #N/A | [5 empty] | 2.2255 | #N/A | [13 empty] | #N/A | #N/A | #N/A | #N/A | #N/A
1% | -0.6424% | 0% | #N/A | #N/A | #N/A | #N/A | #N/A |  |  |  |  | 5.671 | 5.065 | 5.2493 | 0.1087 | 1.4787 | 3.359 | 1.455 | 4.25 | 2.7521 | #N/A | [5 empty] | 2.2255 | #N/A | [13 empty] | #N/A | #N/A | #N/A | #N/A | #N/A
1% | -0.2842% | 0% | #N/A | #N/A | #N/A | #N/A | #N/A |  |  |  |  | 5.671 | 5.065 | 5.2493 | 0.1087 | 1.442 | 3.359 | 1.455 | 4.25 | 2.7521 | #N/A | [5 empty] | 2.2255 | #N/A | 0 | 0 | 0 | [10 empty] | #N/A | #N/A | #N/A | #N/A | #N/A
1% | -0.2842% | 0% | #N/A | #N/A | #N/A | #N/A | #N/A |  |  |  |  | 5.671 | 5.065 | 5.2493 | 0.1087 | 1.3763 | 3.359 | 1.455 | 4.25 | 2.7521 | #N/A | [5 empty] | 2.2255 | #N/A | 0 | 0 | 0 | [10 empty] | #N/A | #N/A | #N/A | #N/A | #N/A
1% | -0.2842% | 0% | #N/A | #N/A | #N/A | #N/A | #N/A |  |  |  |  | 5.671 | 5.065 | 5.2493 | 0.1087 | 1.3763 | 3.359 | 1.455 | 4.25 | 2.7521 | #N/A | [5 empty] | 2.2255 | #N/A | 0 | 0 | 0 | [10 empty] | #N/A | #N/A | #N/A | #N/A | #N/A
1% | -0.2842% | 0% | #N/A | #N/A | #N/A | #N/A | #N/A |  |  |  |  | 5.671 | 5.065 | 5.2493 | 0.1087 | 1.3623 | 3.359 | 1.455 | 4.25 | 2.7521 | #N/A | [5 empty] | 2.2255 | #N/A | 0 | 0 | 0 | [10 empty] | #N/A | #N/A | #N/A | #N/A | #N/A
1% | -0.2842% | 0% | #N/A | #N/A | #N/A | #N/A | #N/A |  |  |  |  | 5.671 | 5.065 | 5.2493 | 0.1087 | 1.3623 | 3.359 | 1.455 | 4.25 | 2.7521 | #N/A | [5 empty] | 2.2255 | #N/A | 10 | 5 | 5 | [10 empty] | #N/A | #N/A | #N/A | #N/A | #N/A
1% | -0.2842% | 0% | #N/A | #N/A | #N/A | #N/A | #N/A |  |  |  |  | 5.671 | 5.065 | 5.2493 | 0.1087 | 0.73918 | 3.359 | 1.455 | 2.5 | 1.5238 | #N/A | [5 empty] | 2.2255 | #N/A | 10 | 5 | 5 | [10 empty] | #N/A | #N/A | #N/A | #N/A | #N/A
1% | -0.2842% | 0% | #N/A | #N/A | #N/A | #N/A | #N/A |  |  |  |  | 5.671 | 5.065 | 5.2493 | 0.1087 | 0.73918 | 3.359 | 1.455 | 2.5 | 1.5238 | #N/A | [5 empty] | 2.2255 | #N/A | 10 | 5 | 5 | [10 empty] | #N/A | #N/A | #N/A | #N/A | #N/A
1% | -0.2842% | 0% | #N/A | #N/A | #N/A | #N/A | #N/A |  |  |  |  | 5.671 | 5.065 | 5.2493 | 0.1087 | 0.73918 | 3.359 | 1.455 | 2.5 | 1.5238 | #N/A | [5 empty] | 2.2255 | #N/A | 10 | 5 | 5 | [10 empty] | #N/A | #N/A | #N/A | #N/A | #N/A
1% | -0.2842% | 0% | #N/A | #N/A | #N/A | #N/A | #N/A |  |  |  |  | 5.671 | 5.065 | 5.2493 | 0.1087 | 0.73918 | 3.359 | 1.455 | 2.5 | 1.5238 | #N/A | [5 empty] | 2.2255 | #N/A | 10 | 5 | 5 | [10 empty] | #N/A | #N/A | #N/A | #N/A | #N/A
1% | -0.2842% | 0% | #N/A | #N/A | #N/A | #N/A | #N/A |  |  |  |  | 5.671 | 5.065 | 5.2493 | 0.1087 | 1.3597 | 3.359 | 1.455 | 4.25 | 2.7521 | #N/A | [5 empty] | 2.2255 | #N/A | 10 | 5 | 5 | [10 empty] | #N/A | #N/A | #N/A | #N/A | #N/A
1% | -0.2842% | 0% | #N/A | #N/A | #N/A | #N/A | #N/A |  |  |  |  | 5.671 | 5.065 | 5.2493 | 0.1087 | 1.356 | 3.359 | 1.455 | 4.25 | 2.7521 | #N/A | [5 empty] | 2.2255 | #N/A | 10 | 5 | 5 | [10 empty] | #N/A | #N/A | #N/A | #N/A | #N/A
1% | -0.2842% | 0% | #N/A | #N/A | #N/A | #N/A | #N/A |  |  |  |  | 5.671 | 5.065 | 5.2493 | 0.1087 | 1.356 | 3.359 | 1.455 | 4.25 | 2.7521 | #N/A | [5 empty] | 2.2255 | #N/A | 10 | 5 | 5 | [10 empty] | #N/A | #N/A | #N/A | #N/A | #N/A
1% | -0.4904% | 0% | #N/A | #N/A | #N/A | #N/A | #N/A |  |  |  |  | 5.671 | 5.065 | 5.2493 | 0.1087 | 1.356 | 3.359 | 1.455 | 4.25 | 2.7521 | #N/A | [5 empty] | 2.2255 | #N/A | 10 | 5 | 5 | [10 empty] | #N/A | #N/A | #N/A | #N/A | #N/A
1% | -0.4904% | 0% | #N/A | #N/A | #N/A | #N/A | #N/A |  |  |  |  | 5.671 | 5.065 | 5.2493 | 0.1087 | 1.356 | 3.359 | 1.455 | 4.25 | 2.7521 | #N/A | [5 empty] | 2.2255 | #N/A | 10 | 5 | 5 | [10 empty] | #N/A | #N/A | #N/A | #N/A | #N/A
1% | -0.4904% | 0% | #N/A | #N/A | #N/A | #N/A | #N/A |  |  |  |  | 5.671 | 5.065 | 5.2493 | 0.1087 | 1.356 | 3.359 | 1.455 | 4.25 | 2.7521 | #N/A | [5 empty] | 2.2255 | #N/A | 10 | 5 | 5 | [10 empty] | #N/A | #N/A | #N/A | #N/A | #N/A
1% | -0.4904% | 0% | #N/A | #N/A | #N/A | #N/A | #N/A |  |  |  |  | 5.671 | 5.065 | 5.2493 | 0.1087 | 0.51331 | 3.359 | 1.455 | 4.25 | 2.7521 | #N/A | [5 empty] | 2.2255 | #N/A | 10 | 5 | 5 | [10 empty] | #N/A | #N/A | #N/A | #N/A | #N/A
1% | -0.4904% | 0% | #N/A | #N/A | #N/A | #N/A | #N/A |  |  |  |  | 5.671 | 5.065 | 5.2493 | 0.1087 | 0.50535 | 3.359 | 1.455 | 4.25 | 2.7521 | #N/A | [5 empty] | 2.2255 | #N/A | 10 | 5 | 5 | [10 empty] | #N/A | #N/A | #N/A | #N/A | #N/A
1% | -0.4904% | 0% | #N/A | #N/A | #N/A | #N/A | #N/A |  |  |  |  | 5.671 | 5.065 | 5.2493 | 0.1087 | 0.39648 | 3.359 | 1.455 | 2.5 | 1.5238 | #N/A | [5 empty] | 2.2255 | #N/A | 10 | 5 | 5 | [10 empty] | #N/A | #N/A | #N/A | #N/A | #N/A
1% | -0.4904% | 0% | #N/A | #N/A | #N/A | #N/A | #N/A |  |  |  |  | 5.671 | 5.065 | 5.2493 | 0.1087 | 0.39648 | 3.359 | 1.455 | 2.5 | 1.5238 | #N/A | [5 empty] | 2.2255 | #N/A | 10 | 5 | 5 | [10 empty] | #N/A | #N/A | #N/A | #N/A | #N/A
1% | -0.4904% | 0% | #N/A | #N/A | #N/A | #N/A | #N/A |  |  |  |  | 5.671 | 5.065 | 5.2493 | 0.1087 | 0.39648 | 3.359 | 1.455 | 2.5 | 1.5238 | #N/A | [5 empty] | 2.2255 | #N/A | 10 | 5 | 5 | [10 empty] | #N/A | #N/A | #N/A | #N/A | #N/A
1% | -0.4904% | 0% | #N/A | #N/A | #N/A | #N/A | #N/A |  |  |  |  | 5.671 | 5.065 | 5.2493 | 0.1087 | 0.35019 | 3.359 | 1.455 | 2.5 | 1.5238 | #N/A | [5 empty] | 2.2255 | #N/A | 10 | 5 | 5 | [10 empty] | #N/A | #N/A | #N/A | #N/A | #N/A
1% | -0.4904% | 0% | #N/A | #N/A | #N/A | #N/A | #N/A |  |  |  |  | 5.671 | 5.065 | 5.2493 | 0.1087 | 0.42221 | 3.359 | 1.455 | 4.25 | 2.7521 | #N/A | [5 empty] | 2.2255 | #N/A | 10 | 5 | 5 | [10 empty] | #N/A | #N/A | #N/A | #N/A | #N/A
1% | -0.4904% | 0% | #N/A | #N/A | #N/A | #N/A | #N/A |  |  |  |  | 5.671 | 5.065 | 5.2493 | 0.1087 | 0.3818 | 3.359 | 1.455 | 4.25 | 2.7521 | #N/A | [5 empty] | 2.2255 | #N/A | 10 | 5 | 5 | [10 empty] | #N/A | #N/A | #N/A | #N/A | #N/A
1% | -0.4904% | 0% | #N/A | #N/A | #N/A | #N/A | #N/A |  |  |  |  | 5.671 | 5.065 | 5.2493 | 0.1087 | 0.3818 | 3.359 | 1.455 | 4.25 | 2.7521 | #N/A | [5 empty] | 2.2255 | #N/A | 10 | 5 | 5 | [10 empty] | #N/A | #N/A | #N/A | #N/A | #N/A
1% | -0.3207% | 0% | #N/A | #N/A | #N/A | #N/A | #N/A |  |  |  |  | 5.671 | 5.065 | 5.2493 | 0.1087 | 0.3505 | 3.359 | 1.455 | 4.25 | 2.7521 | #N/A | [5 empty] | 2.2255 | #N/A | 10 | 5 | 5 | [10 empty] | #N/A | #N/A | #N/A | #N/A | #N/A
1% | -0.3207% | 0% | #N/A | #N/A | #N/A | #N/A | #N/A |  |  |  |  | 5.671 | 5.065 | 5.2493 | 0.1087 | 0.3505 | 3.359 | 1.455 | 4.25 | 2.7521 | #N/A | [5 empty] | 2.2255 | #N/A | 10 | 5 | 5 | [10 empty] | #N/A | #N/A | #N/A | #N/A | #N/A
1% | -0.3207% | 0% | #N/A | #N/A | #N/A | #N/A | #N/A |  |  |  |  | 5.671 | 5.065 | 5.2493 | 0.1087 | 0.3505 | 3.359 | 1.455 | 4.25 | 2.7521 | #N/A | [5 empty] | 2.2255 | #N/A | 10 | 5 | 5 | [10 empty] | #N/A | #N/A | #N/A | #N/A | #N/A
1% | -0.3207% | 0% | #N/A | #N/A | #N/A | #N/A | #N/A |  |  |  |  | 5.671 | 5.065 | 5.2493 | 0.1087 | 0.3505 | 3.359 | 1.455 | 4.25 | 2.7521 | #N/A | [5 empty] | 2.2255 | #N/A | 10 | 5 | 5 | [10 empty] | #N/A | #N/A | #N/A | #N/A | #N/A
1% | -0.3207% | 0% | #N/A | #N/A | #N/A | #N/A | #N/A |  |  |  |  | 5.671 | 5.065 | 5.2493 | 0.1087 | 0.3505 | 3.359 | 1.455 | 4.25 | 2.7521 | #N/A | [5 empty] | 2.2255 | #N/A | 10 | 5 | 5 | [10 empty] | #N/A | #N/A | #N/A | #N/A | #N/A
1% | -0.3207% | 0% | #N/A | #N/A | #N/A | #N/A | #N/A |  |  |  |  | 5.671 | 5.065 | 5.2493 | 0.1087 | 0.32052 | 3.359 | 1.455 | 2.5 | 1.5238 | #N/A | [5 empty] | 2.2255 | #N/A | 10 | 5 | 0 | [10 empty] | #N/A | #N/A | #N/A | #N/A | #N/A
1% | -0.3207% | 0% | #N/A | #N/A | #N/A | #N/A | #N/A |  |  |  |  | 5.671 | 5.065 | 5.2493 | 0.1087 | 0.32052 | 3.359 | 1.455 | 2.5 | 1.5238 | #N/A | [5 empty] | 2.2255 | #N/A | 10 | 5 | 0 | [10 empty] | #N/A | #N/A | #N/A | #N/A | #N/A
1% | -0.3207% | 0% | #N/A | #N/A | #N/A | #N/A | #N/A |  |  |  |  | 5.671 | 5.065 | 5.2493 | 0.1087 | 0.32052 | 3.359 | 1.455 | 2.5 | 1.5238 | #N/A | [5 empty] | 2.2255 | #N/A | 10 | 5 | 0 | [10 empty] | #N/A | #N/A | #N/A | #N/A | #N/A
1% | -0.3207% | 0% | #N/A | #N/A | #N/A | #N/A | #N/A |  |  |  |  | 5.671 | 5.065 | 5.2493 | 0.1087 | 0.32052 | 3.359 | 1.455 | 2.5 | 1.5238 | #N/A | [5 empty] | 2.2255 | #N/A | 10 | 5 | 0 | [10 empty] | #N/A | #N/A | #N/A | #N/A | #N/A
1% | -0.3207% | 0% | #N/A | #N/A | #N/A | #N/A | #N/A |  |  |  |  | 5.671 | 5.065 | 5.2493 | 0.1087 | 0.3505 | 3.359 | 1.455 | 4.25 | 2.7521 | #N/A | [5 empty] | 2.2255 | #N/A | 10 | 5 | 0 | [10 empty] | #N/A | #N/A | #N/A | #N/A | #N/A
1% | -0.3207% | 0% | #N/A | #N/A | #N/A | #N/A | #N/A |  |  |  |  | 5.671 | 5.065 | 5.2493 | 0.1087 | 0.3505 | 3.359 | 1.455 | 4.25 | 2.7521 | #N/A | [5 empty] | 2.2255 | #N/A | 10 | 5 | 0 | [10 empty] | #N/A | #N/A | #N/A | #N/A | #N/A
1% | -0.3207% | 0% | #N/A | #N/A | #N/A | #N/A | #N/A |  |  |  |  | 5.671 | 5.065 | 5.2493 | 0.1087 | 0.3505 | 3.359 | 1.455 | 4.25 | 2.7521 | #N/A | [5 empty] | 2.2255 | #N/A | 10 | 5 | 0 | [10 empty] | #N/A | #N/A | #N/A | #N/A | #N/A
1% | 0.2031% | 0% | #N/A | #N/A | #N/A | #N/A | #N/A |  |  |  |  | 5.671 | 5.065 | 5.2493 | 0.1087 | 0.3505 | 3.359 | 1.455 | 4.25 | 2.7521 | #N/A | [5 empty] | 2.2255 | #N/A | 10 | 5 | [11 empty] | #N/A | #N/A | #N/A | #N/A | #N/A
1% | 0.2031% | 0% | #N/A | #N/A | #N/A | #N/A | #N/A |  |  |  |  | 5.671 | 5.065 | 5.2493 | 0.1087 | 0.3505 | 3.359 | 1.455 | 4.25 | 2.7521 | #N/A | [5 empty] | 2.2255 | #N/A | 10 | 5 | [11 empty] | #N/A | #N/A | #N/A | #N/A | #N/A
1% | 0.2031% | 0% | #N/A | #N/A | #N/A | #N/A | #N/A |  |  |  |  | 5.671 | 5.065 | 5.2493 | 0.1087 | 0.33227 | 3.359 | 1.455 | 4.25 | 2.7521 | #N/A | [5 empty] | 2.2255 | #N/A | 10 | 5 | [11 empty] | #N/A | #N/A | #N/A | #N/A | #N/A
1% | 0.2031% | 0% | #N/A | #N/A | #N/A | #N/A | #N/A |  |  |  |  | 5.671 | 5.065 | 5.2493 | 0.1087 | 0.33227 | 3.359 | 1.455 | 4.25 | 2.7521 | #N/A | [5 empty] | 2.2255 | #N/A | 10 | 5 | [11 empty] | #N/A | #N/A | #N/A | #N/A | #N/A
1% | 0.2031% | 0% | #N/A | #N/A | #N/A | #N/A | #N/A |  |  |  |  | 5.671 | 5.065 | 5.2493 | 0.1087 | 0.33227 | 3.359 | 1.455 | 4.25 | 2.7521 | #N/A | [5 empty] | 2.2255 | #N/A | 10 | 5 | [11 empty] | #N/A | #N/A | #N/A | #N/A | #N/A
1% | 0.2031% | 0% | #N/A | #N/A | #N/A | #N/A | #N/A |  |  |  |  | 5.671 | 5.065 | 5.2493 | 0.1087 | 0.31287 | 3.359 | 1.455 | 2.5 | 1.5238 | #N/A | [5 empty] | 2.2255 | #N/A | 10 | 5 | [11 empty] | #N/A | #N/A | #N/A | #N/A | #N/A
1% | 0.2031% | 0% | #N/A | #N/A | #N/A | #N/A | #N/A |  |  |  |  | 5.671 | 5.065 | 5.2493 | 0.1087 | 0.31287 | 3.359 | 1.455 | 2.5 | 1.5238 | #N/A | [5 empty] | 2.2255 | #N/A | 10 | 5 | [11 empty] | #N/A | #N/A | #N/A | #N/A | #N/A
1% | 0.2031% | 0% | #N/A | #N/A | #N/A | #N/A | #N/A |  |  |  |  | 5.671 | 5.065 | 5.2493 | 0.1087 | 0.31287 | 3.359 | 1.455 | 2.5 | 1.5238 | #N/A | [5 empty] | 2.2255 | #N/A | 10 | 5 | [11 empty] | #N/A | #N/A | #N/A | #N/A | #N/A
1% | 0.2031% | 0% | #N/A | #N/A | #N/A | #N/A | #N/A |  |  |  |  | 5.671 | 5.065 | 5.2493 | 0.1087 | 0.31287 | 3.359 | 1.455 | 2.5 | 1.5238 | #N/A | [5 empty] | 2.2255 | #N/A | 10 | 5 | [11 empty] | #N/A | #N/A | #N/A | #N/A | #N/A
1% | 0.2031% | 0% | #N/A | #N/A | #N/A | #N/A | #N/A |  |  |  |  | 5.671 | 5.065 | 5.2493 | 0.1087 | 0.33227 | 3.359 | 1.455 | 4.25 | 2.7521 | #N/A | [5 empty] | 2.2255 | #N/A | 10 | 5 | [11 empty] | #N/A | #N/A | #N/A | #N/A | #N/A
1% | 0.2031% | 0% | #N/A | #N/A | #N/A | #N/A | #N/A | [5 empty] | 5.065 | 5.2493 | 0.1087 | 0.33227 | 3.359 | 1.455 | 4.25 | 2.7521 | #N/A | [5 empty] | 2.2255 | #N/A | 10 | 5 | [11 empty] | #N/A | #N/A | #N/A | #N/A | #N/A
1% | 0.2031% | 0% | #N/A | #N/A | #N/A | #N/A | #N/A | [5 empty] | 5.065 | 5.2493 | 0.1087 | 0.33227 | 3.359 | 1.455 | 4.25 | 2.7521 | #N/A | [5 empty] | 2.2255 | #N/A | 10 | 5 | [11 empty] | #N/A | #N/A | #N/A | #N/A | #N/A
1% | 0.05537% | 0% | #N/A | #N/A | #N/A | #N/A | #N/A | [5 empty] | 5.065 | 5.2493 | 0.1087 |  | 3.359 | 1.455 | 4.25 | 2.7521 | #N/A | [5 empty] | 2.2255 | #N/A | 10 | 5 | [11 empty] | #N/A | #N/A | #N/A | #N/A | #N/A
1% | 0.05537% | 0% | #N/A | #N/A | #N/A | #N/A | #N/A | [5 empty] | 5.065 | 5.2493 | 0.1087 |  | 3.359 | 1.455 | 4.25 | 2.7521 | #N/A | [5 empty] | 2.2255 | #N/A | 10 | 5 | [11 empty] | #N/A | #N/A | #N/A | #N/A | #N/A
1% | 0.05537% | 0% | #N/A | #N/A | #N/A | #N/A | #N/A | [5 empty] | 5.065 | 5.2493 | 0.1087 |  | 3.359 | 1.455 | 4.25 | 2.7521 | #N/A | [5 empty] | 2.2255 | #N/A | 10 | 5 | [11 empty] | #N/A | #N/A | #N/A | #N/A | #N/A
1% | 0.05537% | 0% | #N/A | #N/A | #N/A | #N/A | #N/A | [5 empty] | 5.065 | 5.2493 | 0.1087 |  | 3.359 | 1.455 | 4.25 | 2.7521 | #N/A | [5 empty] | 2.2255 | #N/A | 10 | 5 | [11 empty] | #N/A | #N/A | #N/A | #N/A | #N/A
1% | 0.05537% | 0% | #N/A | #N/A | #N/A | #N/A | #N/A | [5 empty] | 5.065 | 5.2493 | 0.1087 |  | 3.359 | 1.455 | 4.25 | 2.7521 | #N/A | [5 empty] | 2.2255 | #N/A | 10 | 5 | [11 empty] | #N/A | #N/A | #N/A | #N/A | #N/A
1% | 0.05537% | 0% | #N/A | #N/A | #N/A | #N/A | #N/A | [5 empty] | 5.065 | 5.2493 | 0.1087 |  | 3.359 | 1.455 | 2.5 | 1.5238 | #N/A | [5 empty] | 2.2255 | #N/A | 10 | 5 | [11 empty] | #N/A | #N/A | #N/A | #N/A | #N/A
1% | 0.05537% | 0% | #N/A | #N/A | #N/A | #N/A | #N/A | [5 empty] | 5.065 | 5.2493 | 0.1087 |  | 3.359 | 1.455 | 2.5 | 1.5238 | #N/A | [5 empty] | 2.2255 | #N/A | 10 | 5 | [11 empty] | #N/A | #N/A | #N/A | #N/A | #N/A
1% | 0.05537% | 0% | #N/A | #N/A | #N/A | #N/A | #N/A | [5 empty] | 5.065 | 5.2493 | 0.1087 |  | 3.359 | 1.455 | 2.5 | 1.5238 | #N/A | [5 empty] | 2.2255 | #N/A | 10 | 5 | [11 empty] | #N/A | #N/A | #N/A | #N/A | #N/A
1% | 0.05537% | 0% | #N/A | #N/A | #N/A | #N/A | #N/A | [5 empty] | 5.065 | 5.2493 | 0.1087 |  | 3.359 | 1.455 | 2.5 | 1.5238 | #N/A | [5 empty] | 2.2255 | #N/A | 10 | 5 | [11 empty] | #N/A | #N/A | #N/A | #N/A | #N/A
1% | 0.05537% | 0% | #N/A | #N/A | #N/A | #N/A | #N/A | [5 empty] | 5.065 | 5.2493 | 0.1087 |  | 3.359 | 1.455 |  | 2.7521 | #N/A | [5 empty] | 2.2255 | #N/A | 10 | 5 | [11 empty] | #N/A | #N/A | #N/A | #N/A | #N/A
1% | 0.05537% | 0% | #N/A | #N/A | #N/A | #N/A | #N/A | [5 empty] | 5.065 | 5.2493 | 0.1087 |  | 3.359 | 1.455 |  | 2.7521 | #N/A | [5 empty] | 2.2255 | #N/A | 10 | 5 | [11 empty] | #N/A | #N/A | #N/A | #N/A | #N/A
1% | 0.05537% | 0% | #N/A | #N/A | #N/A | #N/A | #N/A | [5 empty] | 5.065 | 5.2493 | 0.1087 |  | 3.359 | 1.455 |  | 2.7521 | #N/A | [5 empty] | 2.2255 | #N/A | 10 | 5 | [11 empty] | #N/A | #N/A | #N/A | #N/A | #N/A
1% | 0.9585% | 0% | #N/A | #N/A | #N/A | #N/A | #N/A | [5 empty] | 5.065 | 5.2493 | 0.1087 |  | 3.359 | 1.455 |  | 2.7521 | #N/A | [5 empty] | 3.0708 | #N/A | 10 | 5 | [11 empty] | #N/A | #N/A | #N/A | #N/A | #N/A
1% | 0.9585% | 0% | #N/A | #N/A | #N/A | #N/A | #N/A | [5 empty] | 5.065 | 5.2493 | 0.1087 |  | 3.359 | 1.455 |  | 2.7521 | #N/A | [5 empty] | 3.0708 | #N/A | 10 | 5 | [11 empty] | #N/A | #N/A | #N/A | #N/A | #N/A
1% | 0.9585% | 0% | #N/A | #N/A | #N/A | #N/A | #N/A | [5 empty] | 5.065 | 5.2493 | 0.1087 |  | 3.359 | 1.455 |  | 2.7521 | #N/A | [5 empty] | 3.0708 | #N/A | 10 | 5 | [11 empty] | #N/A | #N/A | #N/A | #N/A | #N/A
1% | 0.9585% | 0% | #N/A | #N/A | #N/A | #N/A | #N/A | [5 empty] | 5.065 | 5.2493 | 0.1087 |  | 3.359 | 1.455 |  | 2.7521 | #N/A | [5 empty] | 3.0708 | #N/A | 10 | 5 | [11 empty] | #N/A | #N/A | #N/A | #N/A | #N/A
1% | 0.9585% | 0% | #N/A | #N/A | #N/A | #N/A | #N/A | [5 empty] | 5.065 | 5.2493 | 0.1087 |  | 3.359 | 1.455 |  | 2.7521 | #N/A | [5 empty] | 3.0708 | #N/A | 10 | 5 | [11 empty] | #N/A | #N/A | #N/A | #N/A | #N/A
1% | 0.9585% | 0% | #N/A | #N/A | #N/A | #N/A | #N/A | [5 empty] | 5.065 | 5.2493 | 0.1087 |  | 3.359 | 1.455 |  | 1.5238 | #N/A | [5 empty] | 2.2255 | #N/A | 0 | 0 | [11 empty] | #N/A | #N/A | #N/A | #N/A | #N/A
1% | 0.9585% | 0% | #N/A | #N/A | #N/A | #N/A | #N/A | [5 empty] | 5.065 | 5.2493 | 0.1087 |  | 3.359 | 1.455 |  | #N/A | #N/A | [5 empty] | 2.2255 | #N/A | 0 | 0 | [11 empty] | #N/A | #N/A | #N/A | #N/A | #N/A
1% | 0.9585% | 0% | #N/A | #N/A | #N/A | #N/A | #N/A | [5 empty] | 5.065 | 5.2493 | 0.1087 |  | 3.359 | 1.455 |  | #N/A | #N/A | [5 empty] | 2.2255 | #N/A | 0 | 0 | [11 empty] | #N/A | #N/A | #N/A | #N/A | #N/A
1% | 0.9585% | 0% | #N/A | #N/A | #N/A | #N/A | #N/A | [5 empty] | 5.065 | 5.2493 | 0.1087 |  | 3.359 | 1.455 |  | #N/A | #N/A | [5 empty] | 2.2255 | #N/A | 0 | 0 | [11 empty] | #N/A | #N/A | #N/A | #N/A | #N/A
1% | 0.9585% | 0% | #N/A | #N/A | #N/A | #N/A | #N/A | [5 empty] | 5.065 | 5.2493 | 0.1087 |  | 3.359 | 1.455 |  | #N/A | #N/A | [5 empty] | 2.2255 | #N/A | 0 | 0 | [11 empty] | #N/A | #N/A | #N/A | #N/A | #N/A
1% | 0.9585% | 0% | #N/A | #N/A | #N/A | #N/A | #N/A | [5 empty] | 5.065 | 5.2493 | 0.1087 |  | 3.359 | 1.455 |  | #N/A | #N/A | [5 empty] | 2.2255 | #N/A | 0 | 0 | [11 empty] | #N/A | #N/A | #N/A | #N/A | #N/A
1% | 0.9585% | 0% | #N/A | #N/A | #N/A | #N/A | #N/A | [5 empty] | 5.065 | 5.2493 | 0.1087 |  | 3.359 | 1.455 |  | #N/A | #N/A | [5 empty] | 2.2255 | #N/A | 0 | 0 | [11 empty] | #N/A | #N/A | #N/A | #N/A | #N/A
1% | 0.3182% | 0% | #N/A | #N/A | #N/A | #N/A | #N/A | [5 empty] | 5.065 | 5.2493 | 0.1087 |  | 3.359 | 1.455 |  | #N/A | #N/A | [5 empty] | 3.0708 | #N/A | [13 empty] | #N/A | #N/A | #N/A | #N/A | #N/A
1% | 0.3182% | 0% | #N/A | #N/A | #N/A | #N/A | #N/A | [5 empty] | 5.065 | 5.2493 | 0.1087 |  | 3.359 | 1.455 |  | #N/A | #N/A | [5 empty] | 3.0708 | #N/A | [13 empty] | #N/A | #N/A | #N/A | #N/A | #N/A
1% | 0.3182% | 0% | #N/A | #N/A | #N/A | #N/A | #N/A | [5 empty] | 5.065 | 5.2493 | 0.1087 |  | 3.359 | 1.455 |  | #N/A | #N/A | [5 empty] | 3.0708 | #N/A | [13 empty] | #N/A | #N/A | #N/A | #N/A | #N/A
1% | 0.3182% | 0% | #N/A | #N/A | #N/A | #N/A | #N/A | [5 empty] | 5.065 | 5.2493 | 0.1087 |  | 3.359 | 1.455 |  | #N/A | #N/A | [5 empty] | 3.0708 | #N/A | [13 empty] | #N/A | #N/A | #N/A | #N/A | #N/A
1% | 0.3182% | 0% | #N/A | #N/A | #N/A | #N/A | #N/A | [5 empty] | 5.065 | 5.2493 | 0.1087 |  | 3.359 | 1.455 |  | #N/A | #N/A | [5 empty] | 3.0708 | #N/A | [13 empty] | #N/A | #N/A | #N/A | #N/A | #N/A
1% | 0.3182% | 0% | #N/A | #N/A | #N/A | #N/A | #N/A | [5 empty] | 5.065 | 5.2493 | 0.1087 |  | 3.359 | 1.455 |  | #N/A | #N/A | [5 empty] | 2.2255 | #N/A | [13 empty] | #N/A | #N/A | #N/A | #N/A | #N/A
1% | 0.3182% | 0% | #N/A | #N/A | #N/A | #N/A | #N/A | [5 empty] | 5.065 | 5.2493 | 0.1087 |  | 3.359 | 1.455 |  | #N/A | #N/A | [5 empty] | 2.2255 | #N/A | [13 empty] | #N/A | #N/A | #N/A | #N/A | #N/A
1% | 0.3182% | 0% | #N/A | #N/A | #N/A | #N/A | #N/A | [5 empty] | 5.065 | 5.2493 | 0.1087 |  | 3.359 | 1.455 |  | #N/A | #N/A | [5 empty] | 2.2255 | #N/A | [13 empty] | #N/A | #N/A | #N/A | #N/A | #N/A
1% | 0.3182% | 0% | #N/A | #N/A | #N/A | #N/A | #N/A | [5 empty] | 5.065 | 5.2493 | 0.1087 |  | 3.359 | 1.455 |  | #N/A | #N/A | [5 empty] | 2.2255 | #N/A | [13 empty] | #N/A | #N/A | #N/A | #N/A | #N/A
1% | 0.3182% | 0% | #N/A | #N/A | #N/A | #N/A | #N/A | [5 empty] | 5.065 | 5.2493 | 0.1087 |  | 3.359 | 1.455 |  | #N/A | #N/A | [5 empty] | 2.2255 | #N/A | [13 empty] | #N/A | #N/A | #N/A | #N/A | #N/A
1% | 0.3182% | 0% | #N/A | #N/A | #N/A | #N/A | #N/A | [5 empty] | 5.065 | 5.2493 | 0.1087 |  | 3.359 | 1.455 |  | #N/A | #N/A | [5 empty] | 2.2255 | #N/A | [13 empty] | #N/A | #N/A | #N/A | #N/A | #N/A
1% | 0.3182% | 0% | #N/A | #N/A | #N/A | #N/A | #N/A | [5 empty] | 5.065 | 5.2493 | 0.1087 |  | 3.359 | 1.455 |  | #N/A | #N/A | [5 empty] | 2.2255 | #N/A | [13 empty] | #N/A | #N/A | #N/A | #N/A | #N/A
1% | 0.2914% | 0% | #N/A | #N/A | #N/A | #N/A | #N/A | [5 empty] | 5.065 | 5.2493 | 0.1087 |  | 3.359 | 1.455 |  | #N/A | #N/A | [5 empty] | 3.0708 | #N/A | [13 empty] | #N/A | #N/A | #N/A | #N/A | #N/A
1% | 0.2914% | 0% | #N/A | #N/A | #N/A | #N/A | #N/A | [5 empty] | 5.065 | 5.2493 | 0.1087 |  | 3.359 | 1.455 |  | #N/A | #N/A | [5 empty] | 3.0708 | #N/A | [13 empty] | #N/A | #N/A | #N/A | #N/A | #N/A
1% | 0.2914% | 0% | #N/A | #N/A | #N/A | #N/A | #N/A | [5 empty] | 5.065 | 5.2493 | 0.1087 |  | 3.359 | 1.455 |  | #N/A | #N/A | [5 empty] | 3.0708 | #N/A | [13 empty] | #N/A | #N/A | #N/A | #N/A | #N/A
1% | 0.2914% | 0% | #N/A | #N/A | #N/A | #N/A | #N/A | [5 empty] | 5.065 | 5.2493 | 0.1087 |  | 3.359 | 1.455 |  | #N/A | #N/A | [5 empty] | 3.0708 | #N/A | [13 empty] | #N/A | #N/A | #N/A | #N/A | #N/A
1% | 0.2914% | 0% | #N/A | #N/A | #N/A | #N/A | #N/A | [5 empty] | 5.065 | 5.2493 | 0.1087 |  | 3.359 | 1.455 |  | #N/A | #N/A | [5 empty] | 3.0708 | #N/A | [13 empty] | #N/A | #N/A | #N/A | #N/A | #N/A
1% | 0.2914% | 0% | #N/A | #N/A | #N/A | #N/A | #N/A | [5 empty] | 5.065 | 5.2493 | 0.1087 |  | 3.359 | 1.455 |  | #N/A | #N/A | [5 empty] | 2.2255 | #N/A | [13 empty] | #N/A | #N/A | #N/A | #N/A | #N/A
1% | 0.2914% | 0% | #N/A | #N/A | #N/A | #N/A | #N/A | [5 empty] | 5.065 | 5.2493 | 0.1087 |  | 3.359 | 1.455 |  | #N/A | #N/A | [5 empty] | 2.2255 | #N/A | [13 empty] | #N/A | #N/A | #N/A | #N/A | #N/A
1% | 0.2914% | 0% | #N/A | #N/A | #N/A | #N/A | #N/A | [5 empty] | 5.065 | 5.2493 | 0.1087 |  | 3.359 | 1.455 |  | #N/A | #N/A | [5 empty] | 2.2255 | #N/A | [13 empty] | #N/A | #N/A | #N/A | #N/A | #N/A
1% | 0.2914% | 0% | #N/A | #N/A | #N/A | #N/A | #N/A | [5 empty] | 5.065 | 5.2493 | 0.1087 |  | 3.359 | 1.455 |  | #N/A | #N/A | [5 empty] | 2.2255 | #N/A | [13 empty] | #N/A | #N/A | #N/A | #N/A | #N/A
1% | 0.2914% | 0% | #N/A | #N/A | #N/A | #N/A | #N/A | [5 empty] | 5.065 | 5.2493 | 0.1087 |  | 3.359 | 1.455 |  | #N/A | #N/A | [5 empty] | 2.2255 | #N/A | [13 empty] | #N/A | #N/A | #N/A | #N/A | #N/A
1% | 0.2914% | 0% | #N/A | #N/A | #N/A | #N/A | #N/A | [5 empty] | 5.065 | 5.2493 | 0.1087 |  | 3.359 | 1.455 |  | #N/A | #N/A | [5 empty] | 2.2255 | #N/A | [13 empty] | #N/A | #N/A | #N/A | #N/A | #N/A
1% | 0.2914% | 0% | #N/A | #N/A | #N/A | #N/A | #N/A | [5 empty] | 5.065 | 5.2493 | 0.1087 |  | 3.359 | 1.455 |  | #N/A | #N/A | [5 empty] | 2.2255 | #N/A | [13 empty] | #N/A | #N/A | #N/A | #N/A | #N/A
1% | 0.2648% | 0% | #N/A | #N/A | #N/A | #N/A | #N/A | [5 empty] | 5.065 | 5.2493 | 0.1087 |  | 3.359 | 1.455 |  | #N/A | #N/A | [5 empty] | 2.2255 | #N/A | [13 empty] | #N/A | #N/A | #N/A | #N/A | #N/A
1% | 0.2648% | 0% | #N/A | #N/A | #N/A | #N/A | #N/A | [5 empty] | 5.065 | 5.2493 | 0.1087 |  | 3.359 | 1.455 |  | #N/A | #N/A | [5 empty] | 2.2255 | #N/A | [13 empty] | #N/A | #N/A | #N/A | #N/A | #N/A
1% | 0.2648% | 0% | #N/A | #N/A | #N/A | #N/A | #N/A | [5 empty] | 5.065 | 5.2493 | 0.1087 |  | 3.359 | 1.455 |  | #N/A | #N/A | [5 empty] | 2.2255 | #N/A | [13 empty] | #N/A | #N/A | #N/A | #N/A | #N/A
1% | 0.2648% | 0% | #N/A | #N/A | #N/A | #N/A | #N/A | [5 empty] | 5.065 | 5.2493 | 0.1087 |  | 3.359 | 1.455 |  | #N/A | #N/A | [5 empty] | 2.2255 | #N/A | [13 empty] | #N/A | #N/A | #N/A | #N/A | #N/A
1% | 0.2648% | 0% | #N/A | #N/A | #N/A | #N/A | #N/A | [5 empty] | 5.065 | 5.2493 | 0.1087 |  | 3.359 | 1.455 |  | #N/A | #N/A | [5 empty] | 2.2255 | #N/A | [13 empty] | #N/A | #N/A | #N/A | #N/A | #N/A
1% | 0.2648% | 0% | #N/A | #N/A | #N/A | #N/A | #N/A | [5 empty] | 5.065 | 5.2493 | 0.1087 |  | 3.359 | 1.455 |  | #N/A | #N/A | [5 empty] | 2.2255 | #N/A | [13 empty] | #N/A | #N/A | #N/A | #N/A | #N/A
1% | 0.2648% | 0% | #N/A | #N/A | #N/A | #N/A | #N/A | [5 empty] | 5.065 | 5.2493 | 0.1087 |  | 3.359 | 1.455 |  | #N/A | #N/A | [5 empty] | 2.2255 | #N/A | [13 empty] | #N/A | #N/A | #N/A | #N/A | #N/A
1% | 0.2648% | 0% | #N/A | #N/A | #N/A | #N/A | #N/A | [5 empty] | 5.065 | 5.2493 | 0.1087 |  | 3.359 | 1.455 |  | #N/A | #N/A | [5 empty] | 2.2255 | #N/A | [13 empty] | #N/A | #N/A | #N/A | #N/A | #N/A
1% | 0.2648% | 0% | #N/A | #N/A | #N/A | #N/A | #N/A | [5 empty] | 5.065 | 5.2493 | 0.1087 |  | 3.359 | 1.455 |  | #N/A | #N/A | [5 empty] | 2.2255 | #N/A | [13 empty] | #N/A | #N/A | #N/A | #N/A | #N/A
1% | 0.2648% | 0% | #N/A | #N/A | #N/A | #N/A | #N/A | [5 empty] | 5.065 | 5.2493 | 0.1087 |  | 3.359 | 1.455 |  | #N/A | #N/A | [5 empty] | 2.2255 | #N/A | [13 empty] | #N/A | #N/A | #N/A | #N/A | #N/A
1% | 0.2648% | 0% | #N/A | #N/A | #N/A | #N/A | #N/A | [5 empty] | 5.065 | 5.2493 | 0.1087 |  | 3.359 | 1.455 |  | #N/A | #N/A | [5 empty] | 2.2255 | #N/A | [13 empty] | #N/A | #N/A | #N/A | #N/A | #N/A
1% | 0.2648% | 0% | #N/A | #N/A | #N/A | #N/A | #N/A | [5 empty] | 5.065 | 5.2493 | 0.1087 |  | 3.359 | 1.455 |  | #N/A | #N/A | [5 empty] | 2.2255 | #N/A | [13 empty] | #N/A | #N/A | #N/A | #N/A | #N/A
1% | 0.2384% | 0% | #N/A | #N/A | #N/A | #N/A | #N/A | [5 empty] | 5.065 | 5.2493 | 0.1087 |  | 3.359 | 1.455 |  | #N/A | #N/A | [5 empty] | 2.2255 | #N/A | [13 empty] | #N/A | #N/A | #N/A | #N/A | #N/A
1% | 0.2384% | 0% | #N/A | #N/A | #N/A | #N/A | #N/A | [5 empty] | 5.065 | 5.2493 | 0.1087 |  | 3.359 | 1.455 |  | #N/A | #N/A | [5 empty] | 2.2255 | #N/A | [13 empty] | #N/A | #N/A | #N/A | #N/A | #N/A
1% | 0.2384% | 0% | #N/A | #N/A | #N/A | #N/A | #N/A | [5 empty] | 5.065 | 5.2493 | 0.1087 |  | 3.359 | 1.455 |  | #N/A | #N/A | [5 empty] | 2.2255 | #N/A | [13 empty] | #N/A | #N/A | #N/A | #N/A | #N/A
1% | 0.2384% | 0% | #N/A | #N/A | #N/A | #N/A | #N/A | [5 empty] | 5.065 | 5.2493 | 0.1087 |  | 3.359 | 1.455 |  | #N/A | #N/A | [5 empty] | 2.2255 | #N/A | [13 empty] | #N/A | #N/A | #N/A | #N/A | #N/A
1% | 0.2384% | 0% | #N/A | #N/A | #N/A | #N/A | #N/A | [5 empty] | 5.065 | 5.2493 | 0.1087 |  | 3.359 | 1.455 |  | #N/A | #N/A | [5 empty] | 2.2255 | #N/A | [13 empty] | #N/A | #N/A | #N/A | #N/A | #N/A
1% | 0.2384% | 0% | #N/A | #N/A | #N/A | #N/A | #N/A | [5 empty] | 5.065 | 5.2493 | 0.1087 |  | 3.359 | 1.455 |  | #N/A | #N/A | [5 empty] | 2.2255 | #N/A | [13 empty] | #N/A | #N/A | #N/A | #N/A | #N/A
1% | 0.2384% | 0% | #N/A | #N/A | #N/A | #N/A | #N/A | [5 empty] | 5.065 | 5.2493 | 0.1087 |  | 3.359 | 1.455 |  | #N/A | #N/A | [5 empty] | 2.2255 | #N/A | [13 empty] | #N/A | #N/A | #N/A | #N/A | #N/A
1% | 0.2384% | 0% | #N/A | #N/A | #N/A | #N/A | #N/A | [5 empty] | 5.065 | 5.2493 | 0.1087 |  | 3.359 | 1.455 |  | #N/A | #N/A | [5 empty] | 2.2255 | #N/A | [13 empty] | #N/A | #N/A | #N/A | #N/A | #N/A
1% | 0.2384% | 0% | #N/A | #N/A | #N/A | #N/A | #N/A | [5 empty] | 5.065 | 5.2493 | 0.1087 |  | 3.359 | 1.455 |  | #N/A | #N/A | [5 empty] | 2.2255 | #N/A | [13 empty] | #N/A | #N/A | #N/A | #N/A | #N/A
1% | 0.2384% | 0% | #N/A | #N/A | #N/A | #N/A | #N/A | [5 empty] | 5.065 | 5.2493 | 0.1087 |  | 3.359 | 1.455 |  | #N/A | #N/A | [5 empty] | 2.2255 | #N/A | [13 empty] | #N/A | #N/A | #N/A | #N/A | #N/A
1% | 0.2384% | 0% | #N/A | #N/A | #N/A | #N/A | #N/A | [5 empty] | 5.065 | 5.2493 | 0.1087 |  | 3.359 | 1.455 |  | #N/A | #N/A | [5 empty] | 2.2255 | #N/A | [13 empty] | #N/A | #N/A | #N/A | #N/A | #N/A
1% | 0.2384% | 0% | #N/A | #N/A | #N/A | #N/A | #N/A | [5 empty] | 5.065 | 5.2493 | 0.1087 |  | 3.359 | 1.455 |  | #N/A | #N/A | [5 empty] | 2.2255 | #N/A | [13 empty] | #N/A | #N/A | #N/A | #N/A | #N/A
1% | 0.2251% | 0% | #N/A | #N/A | #N/A | #N/A | #N/A | [5 empty] | 5.065 | 5.2493 | 0.1087 |  | 3.359 | 1.455 |  | #N/A | #N/A | [5 empty] | 2.2255 | #N/A | [13 empty] | #N/A | #N/A | #N/A | #N/A | #N/A
1% | 0.2251% | 0% | #N/A | #N/A | #N/A | #N/A | #N/A | [5 empty] | 5.065 | 5.2493 | 0.1087 |  | 3.359 | 1.455 |  | #N/A | #N/A | [5 empty] | 2.2255 | #N/A | [13 empty] | #N/A | #N/A | #N/A | #N/A | #N/A
1% | 0.2251% | 0% | #N/A | #N/A | #N/A | #N/A | #N/A | [5 empty] | 5.065 | 5.2493 | 0.1087 |  | 3.359 | 1.455 |  | #N/A | #N/A | [5 empty] | 2.2255 | #N/A | [13 empty] | #N/A | #N/A | #N/A | #N/A | #N/A
1% | 0.2251% | 0% | #N/A | #N/A | #N/A | #N/A | #N/A | [5 empty] | 5.065 | 5.2493 | 0.1087 |  | 3.359 | 1.455 |  | #N/A | #N/A | [5 empty] | 2.2255 | #N/A | [13 empty] | #N/A | #N/A | #N/A | #N/A | #N/A
1% | 0.2251% | 0% | #N/A | #N/A | #N/A | #N/A | #N/A | [5 empty] | 5.065 | 5.2493 | 0.1087 |  | 3.359 | 1.455 |  | #N/A | #N/A | [5 empty] | 2.2255 | #N/A | [13 empty] | #N/A | #N/A | #N/A | #N/A | #N/A
1% | 0.2251% | 0% | #N/A | #N/A | #N/A | #N/A | #N/A | [5 empty] | 5.065 | 5.2493 | 0.1087 |  | 3.359 | 1.455 |  | #N/A | #N/A | [5 empty] | 2.2255 | #N/A | [13 empty] | #N/A | #N/A | #N/A | #N/A | #N/A
1% | 0.2251% | 0% | #N/A | #N/A | #N/A | #N/A | #N/A | [5 empty] | 5.065 | 5.2493 | 0.1087 |  | 3.359 | 1.455 |  | #N/A | #N/A | [5 empty] | 2.2255 | #N/A | [13 empty] | #N/A | #N/A | #N/A | #N/A | #N/A
1% | 0.2251% | 0% | #N/A | #N/A | #N/A | #N/A | #N/A | [5 empty] | 5.065 | 5.2493 | 0.1087 |  | 3.359 | 1.455 |  | #N/A | #N/A | [5 empty] | 2.2255 | #N/A | [13 empty] | #N/A | #N/A | #N/A | #N/A | #N/A
1% | 0.2251% | 0% | #N/A | #N/A | #N/A | #N/A | #N/A | [5 empty] | 5.065 | 5.2493 | 0.1087 |  | 3.359 | 1.455 |  | #N/A | #N/A | [5 empty] | 2.2255 | #N/A | [13 empty] | #N/A | #N/A | #N/A | #N/A | #N/A
1% | 0.2251% | 0% | #N/A | #N/A | #N/A | #N/A | #N/A | [5 empty] | 5.065 | 5.2493 | 0.1087 |  | 3.359 | 1.455 |  | #N/A | #N/A | [5 empty] | 2.2255 | #N/A | [13 empty] | #N/A | #N/A | #N/A | #N/A | #N/A
1% | 0.2251% | 0% | #N/A | #N/A | #N/A | #N/A | #N/A | [5 empty] | 5.065 | 5.2493 | 0.1087 |  | 3.359 | 1.455 |  | #N/A | #N/A | [5 empty] | 2.2255 | #N/A | [13 empty] | #N/A | #N/A | #N/A | #N/A | #N/A
1% | 0.2251% | 0% | #N/A | #N/A | #N/A | #N/A | #N/A | [5 empty] | 5.065 | 5.2493 | 0.1087 |  | 3.359 | 1.455 |  | #N/A | #N/A | [5 empty] | 2.2255 | #N/A | [13 empty] | #N/A | #N/A | #N/A | #N/A | #N/A
1% | 0.2118% | 0% | #N/A | #N/A | #N/A | #N/A | #N/A | [5 empty] | 5.065 | 5.2493 | 0.1087 |  | 3.359 | 1.455 |  | #N/A | #N/A | [5 empty] | 2.2255 | #N/A | [13 empty] | #N/A | #N/A | #N/A | #N/A | #N/A
1% | 0.2118% | 0% | #N/A | #N/A | #N/A | #N/A | #N/A | [5 empty] | 5.065 | 5.2493 | 0.1087 |  | 3.359 | 1.455 |  | #N/A | #N/A | [5 empty] | 2.2255 | #N/A | [13 empty] | #N/A | #N/A | #N/A | #N/A | #N/A
1% | 0.2118% | 0% | #N/A | #N/A | #N/A | #N/A | #N/A | [5 empty] | 5.065 | 5.2493 | 0.1087 |  | 3.359 | 1.455 |  | #N/A | #N/A | [5 empty] | 2.2255 | #N/A | [13 empty] | #N/A | #N/A | #N/A | #N/A | #N/A
1% | 0.2118% | 0% | #N/A | #N/A | #N/A | #N/A | #N/A | [5 empty] | 5.065 | 5.2493 | 0.1087 |  | 3.359 | 1.455 |  | #N/A | #N/A | [5 empty] | 2.2255 | #N/A | [13 empty] | #N/A | #N/A | #N/A | #N/A | #N/A
1% | 0.2118% | 0% | #N/A | #N/A | #N/A | #N/A | #N/A | [5 empty] | 5.065 | 5.2493 | 0.1087 |  | 3.359 | 1.455 |  | #N/A | #N/A | [5 empty] | 2.2255 | #N/A | [13 empty] | #N/A | #N/A | #N/A | #N/A | #N/A
1% | 0.2118% | 0% | #N/A | #N/A | #N/A | #N/A | #N/A | [5 empty] | 5.065 | 5.2493 | 0.1087 |  | 3.359 | 1.455 |  | #N/A | #N/A | [5 empty] | 2.2255 | #N/A | [13 empty] | #N/A | #N/A | #N/A | #N/A | #N/A
1% | 0.2118% | 0% | #N/A | #N/A | #N/A | #N/A | #N/A | [5 empty] | 5.065 | 5.2493 | 0.1087 |  | 3.359 | 1.455 |  | #N/A | #N/A | [5 empty] | 2.2255 | #N/A | [13 empty] | #N/A | #N/A | #N/A | #N/A | #N/A
1% | 0.2118% | 0% | #N/A | #N/A | #N/A | #N/A | #N/A | [5 empty] | 5.065 | 5.2493 | 0.1087 |  | 3.359 | 1.455 |  | #N/A | #N/A | [5 empty] | 2.2255 | #N/A | [13 empty] | #N/A | #N/A | #N/A | #N/A | #N/A
1% | 0.2118% | 0% | #N/A | #N/A | #N/A | #N/A | #N/A | [5 empty] | 5.065 | 5.2493 | 0.1087 |  | 3.359 | 1.455 |  | #N/A | #N/A | [5 empty] | 2.2255 | #N/A | [13 empty] | #N/A | #N/A | #N/A | #N/A | #N/A
1% | 0.2118% | 0% | #N/A | #N/A | #N/A | #N/A | #N/A | [5 empty] | 5.065 | 5.2493 | 0.1087 |  | 3.359 | 1.455 |  | #N/A | #N/A | [5 empty] | 2.2255 | #N/A | [13 empty] | #N/A | #N/A | #N/A | #N/A | #N/A
1% | 0.2118% | 0% | #N/A | #N/A | #N/A | #N/A | #N/A | [5 empty] | 5.065 | 5.2493 | 0.1087 |  | 3.359 | 1.455 |  | #N/A | #N/A | [5 empty] | 2.2255 | #N/A | [13 empty] | #N/A | #N/A | #N/A | #N/A | #N/A
1% | 0.2118% | 0% | #N/A | #N/A | #N/A | #N/A | #N/A | [5 empty] | 5.065 | 5.2493 | 0.1087 |  | 3.359 | 1.455 |  | #N/A | #N/A | [5 empty] | 2.2255 | #N/A | [13 empty] | #N/A | #N/A | #N/A | #N/A | #N/A
1% | 0.1986% | 0% | #N/A | #N/A | #N/A | #N/A | #N/A | [5 empty] | 5.065 | 5.2493 | 0.1087 |  | 3.359 | 1.455 |  | #N/A | #N/A | [5 empty] | 2.2255 | #N/A | [13 empty] | #N/A | #N/A | #N/A | #N/A | #N/A
1% | 0.1986% | 0% | #N/A | #N/A | #N/A | #N/A | #N/A | [5 empty] | 5.065 | 5.2493 | 0.1087 |  | 3.359 | 1.455 |  | #N/A | #N/A | [5 empty] | 2.2255 | #N/A | [13 empty] | #N/A | #N/A | #N/A | #N/A | #N/A
1% | 0.1986% | 0% | #N/A | #N/A | #N/A | #N/A | #N/A | [5 empty] | 5.065 | 5.2493 | 0.1087 |  | 3.359 | 1.455 |  | #N/A | #N/A | [5 empty] | 2.2255 | #N/A | [13 empty] | #N/A | #N/A | #N/A | #N/A | #N/A
1% | 0.1986% | 0% | #N/A | #N/A | #N/A | #N/A | #N/A | [5 empty] | 5.065 | 5.2493 | 0.1087 |  | 3.359 | 1.455 |  | #N/A | #N/A | [5 empty] | 2.2255 | #N/A | [13 empty] | #N/A | #N/A | #N/A | #N/A | #N/A
1% | 0.1986% | 0% | #N/A | #N/A | #N/A | #N/A | #N/A | [5 empty] | 5.065 | 5.2493 | 0.1087 |  | 3.359 | 1.455 |  | #N/A | #N/A | [5 empty] | 2.2255 | #N/A | [13 empty] | #N/A | #N/A | #N/A | #N/A | #N/A
1% | 0.1986% | 0% | #N/A | #N/A | #N/A | #N/A | #N/A | [5 empty] | 5.065 | 5.2493 | 0.1087 |  | 3.359 | 1.455 |  | #N/A | #N/A | [5 empty] | 2.2255 | #N/A | [13 empty] | #N/A | #N/A | #N/A | #N/A | #N/A
1% | 0.1986% | 0% | #N/A | #N/A | #N/A | #N/A | #N/A | [5 empty] | 5.065 | 5.2493 | 0.1087 |  | 3.359 | 1.455 |  | #N/A | #N/A | [5 empty] | 2.2255 | #N/A | [13 empty] | #N/A | #N/A | #N/A | #N/A | #N/A
1% | 0.1986% | 0% | #N/A | #N/A | #N/A | #N/A | #N/A | [5 empty] | 5.065 | 5.2493 | 0.1087 |  | 3.359 | 1.455 |  | #N/A | #N/A | [5 empty] | 2.2255 | #N/A | [13 empty] | #N/A | #N/A | #N/A | #N/A | #N/A
1% | 0.1986% | 0% | #N/A | #N/A | #N/A | #N/A | #N/A | [5 empty] | 5.065 | 5.2493 | 0.1087 |  | 3.359 | 1.455 |  | #N/A | #N/A | [5 empty] | 2.2255 | #N/A | [13 empty] | #N/A | #N/A | #N/A | #N/A | #N/A
1% | 0.1986% | 0% | #N/A | #N/A | #N/A | #N/A | #N/A | [5 empty] | 5.065 | 5.2493 | 0.1087 |  | 3.359 | 1.455 |  | #N/A | #N/A | [5 empty] | 2.2255 | #N/A | [13 empty] | #N/A | #N/A | #N/A | #N/A | #N/A
1% | 0.1986% | 0% | #N/A | #N/A | #N/A | #N/A | #N/A | [5 empty] | 5.065 | 5.2493 | 0.1087 |  | 3.359 | 1.455 |  | #N/A | #N/A | [5 empty] | 2.2255 | #N/A | [13 empty] | #N/A | #N/A | #N/A | #N/A | #N/A
1% | 0.1986% | 0% | #N/A | #N/A | #N/A | #N/A | #N/A | [5 empty] | 5.065 | 5.2493 | 0.1087 |  | 3.359 | 1.455 |  | #N/A | #N/A | [5 empty] | 2.2255 | #N/A | [13 empty] | #N/A | #N/A | #N/A | #N/A | #N/A
1% | 0.1855% | 0% | #N/A | #N/A | #N/A | #N/A | #N/A | [5 empty] | 5.065 | 5.2493 | 0.1087 |  | 3.359 | 1.455 |  | #N/A | #N/A | [5 empty] | 2.2255 | #N/A | [13 empty] | #N/A | #N/A | #N/A | #N/A | #N/A
1% | 0.1855% | 0% | #N/A | #N/A | #N/A | #N/A | #N/A | [5 empty] | 5.065 | 5.2493 | 0.1087 |  | 3.359 | 1.455 |  | #N/A | #N/A | [5 empty] | 2.2255 | #N/A | [13 empty] | #N/A | #N/A | #N/A | #N/A | #N/A
1% | 0.1855% | 0% | #N/A | #N/A | #N/A | #N/A | #N/A | [5 empty] | 5.065 | 5.2493 | 0.1087 |  | 3.359 | 1.455 |  | #N/A | #N/A | [5 empty] | 2.2255 | #N/A | [13 empty] | #N/A | #N/A | #N/A | #N/A | #N/A
1% | 0.1855% | 0% | #N/A | #N/A | #N/A | #N/A | #N/A | [5 empty] | 5.065 | 5.2493 | 0.1087 |  | 3.359 | 1.455 |  | #N/A | #N/A | [5 empty] | 2.2255 | #N/A | [13 empty] | #N/A | #N/A | #N/A | #N/A | #N/A
1% | 0.1855% | 0% | #N/A | #N/A | #N/A | #N/A | #N/A | [5 empty] | 5.065 | 5.2493 | 0.1087 |  | 3.359 | 1.455 |  | #N/A | #N/A | [5 empty] | 2.2255 | #N/A | [13 empty] | #N/A | #N/A | #N/A | #N/A | #N/A
1% | 0.1855% | 0% | #N/A | #N/A | #N/A | #N/A | #N/A | [5 empty] | 5.065 | 5.2493 | 0.1087 |  | 3.359 | 1.455 |  | #N/A | #N/A | [5 empty] | 2.2255 | #N/A | [13 empty] | #N/A | #N/A | #N/A | #N/A | #N/A
1% | 0.1855% | 0% | #N/A | #N/A | #N/A | #N/A | #N/A | [5 empty] | 5.065 | 5.2493 | 0.1087 |  | 3.359 | 1.455 |  | #N/A | #N/A | [5 empty] | 2.2255 | #N/A | [13 empty] | #N/A | #N/A | #N/A | #N/A | #N/A
1% | 0.1855% | 0% | #N/A | #N/A | #N/A | #N/A | #N/A | [5 empty] | 5.065 | 5.2493 | 0.1087 |  | 3.359 | 1.455 |  | #N/A | #N/A | [5 empty] | 2.2255 | #N/A | [13 empty] | #N/A | #N/A | #N/A | #N/A | #N/A
1% | 0.1855% | 0% | #N/A | #N/A | #N/A | #N/A | #N/A | [5 empty] | 5.065 | 5.2493 | 0.1087 |  | 3.359 | 1.455 |  | #N/A | #N/A | [5 empty] | 2.2255 | #N/A | [13 empty] | #N/A | #N/A | #N/A | #N/A | #N/A
1% | 0.1855% | 0% | #N/A | #N/A | #N/A | #N/A | #N/A | [5 empty] | 5.065 | 5.2493 | 0.1087 |  | 3.359 | 1.455 |  | #N/A | #N/A | [5 empty] | 2.2255 | #N/A | [13 empty] | #N/A | #N/A | #N/A | #N/A | #N/A
1% | 0.1855% | 0% | #N/A | #N/A | #N/A | #N/A | #N/A | [5 empty] | 5.065 | 5.2493 | 0.1087 |  | 3.359 | 1.455 |  | #N/A | #N/A | [5 empty] | 2.2255 | #N/A | [13 empty] | #N/A | #N/A | #N/A | #N/A | #N/A
1% | 0.1855% | 0% | #N/A | #N/A | #N/A | #N/A | #N/A | [5 empty] | 5.065 | 5.2493 | 0.1087 |  | 3.359 | 1.455 |  | #N/A | #N/A | [5 empty] | 2.2255 | #N/A | [13 empty] | #N/A | #N/A | #N/A | #N/A | #N/A
1% | 0.1851% | 0% | #N/A | #N/A | #N/A | #N/A | #N/A | [5 empty] | 5.065 | 5.2493 | 0.1087 |  | 3.359 | 1.455 |  | #N/A | #N/A | [5 empty] | 2.2255 | #N/A | [13 empty] | #N/A | #N/A | #N/A | #N/A | #N/A
1% | 0.1851% | 0% | #N/A | #N/A | #N/A | #N/A | #N/A | [5 empty] | 5.065 | 5.2493 | 0.1087 |  | 3.359 | 1.455 |  | #N/A | #N/A | [5 empty] | 2.2255 | #N/A | [13 empty] | #N/A | #N/A | #N/A | #N/A | #N/A
1% | 0.1851% | 0% | #N/A | #N/A | #N/A | #N/A | #N/A | [5 empty] | 5.065 | 5.2493 | 0.1087 |  | 3.359 | 1.455 |  | #N/A | #N/A | [5 empty] | 2.2255 | #N/A | [13 empty] | #N/A | #N/A | #N/A | #N/A | #N/A
1% | 0.1851% | 0% | #N/A | #N/A | #N/A | #N/A | #N/A | [5 empty] | 5.065 | 5.2493 | 0.1087 |  | 3.359 | 1.455 |  | #N/A | #N/A | [5 empty] | 2.2255 | #N/A | [13 empty] | #N/A | #N/A | #N/A | #N/A | #N/A
1% | 0.1851% | 0% | #N/A | #N/A | #N/A | #N/A | #N/A | [5 empty] | 5.065 | 5.2493 | 0.1087 |  | 3.359 | 1.455 |  | #N/A | #N/A | [5 empty] | 2.2255 | #N/A | [13 empty] | #N/A | #N/A | #N/A | #N/A | #N/A
1% | 0.1851% | 0% | #N/A | #N/A | #N/A | #N/A | #N/A | [5 empty] | 5.065 | 5.2493 | 0.1087 |  | 3.359 | 1.455 |  | #N/A | #N/A | [5 empty] | 2.2255 | #N/A | [13 empty] | #N/A | #N/A | #N/A | #N/A | #N/A
1% | 0.1851% | 0% | #N/A | #N/A | #N/A | #N/A | #N/A | [5 empty] | 5.065 | 5.2493 | 0.1087 |  | 3.359 | 1.455 |  | #N/A | #N/A | [5 empty] | 2.2255 | #N/A | [13 empty] | #N/A | #N/A | #N/A | #N/A | #N/A
1% | 0.1851% | 0% | #N/A | #N/A | #N/A | #N/A | #N/A | [5 empty] | 5.065 | 5.2493 | 0.1087 |  | 3.359 | 1.455 |  | #N/A | #N/A | [5 empty] | 2.2255 | #N/A | [13 empty] | #N/A | #N/A | #N/A | #N/A | #N/A
1% | 0.1851% | 0% | #N/A | #N/A | #N/A | #N/A | #N/A | [5 empty] | 5.065 | 5.2493 | 0.1087 |  | 3.359 | 1.455 |  | #N/A | #N/A | [5 empty] | 2.2255 | #N/A | [13 empty] | #N/A | #N/A | #N/A | #N/A | #N/A
1% | 0.1851% | 0% | #N/A | #N/A | #N/A | #N/A | #N/A | [5 empty] | 5.065 | 5.2493 | 0.1087 |  | 3.359 | 1.455 |  | #N/A | #N/A | [5 empty] | 2.2255 | #N/A | [13 empty] | #N/A | #N/A | #N/A | #N/A | #N/A
1% | 0.1851% | 0% | #N/A | #N/A | #N/A | #N/A | #N/A | [5 empty] | 5.065 | 5.2493 | 0.1087 |  | 3.359 | 1.455 |  | #N/A | #N/A | [5 empty] | 2.2255 | #N/A | [13 empty] | #N/A | #N/A | #N/A | #N/A | #N/A
1% | 0.1851% | 0% | #N/A | #N/A | #N/A | #N/A | #N/A | [5 empty] | 5.065 | 5.2493 | 0.1087 |  | 3.359 | 1.455 |  | #N/A | #N/A | [5 empty] | 2.2255 | #N/A | [13 empty] | #N/A | #N/A | #N/A | #N/A | #N/A
1% | #N/A | 0% | #N/A | #N/A | #N/A | #N/A | #N/A | [5 empty] | 5.065 | 5.2493 | 0.1087 |  |  | 1.455 |  | #N/A | #N/A | [5 empty] | 2.2255 | #N/A | [13 empty] | #N/A | #N/A | #N/A | #N/A | #N/A
1% | #N/A | 0% | #N/A | #N/A | #N/A | #N/A | #N/A | [5 empty] | 5.065 | 5.2493 | 0.1087 |  |  | 1.455 |  | #N/A | #N/A | [5 empty] | 2.2255 | #N/A | [13 empty] | #N/A | #N/A | #N/A | #N/A | #N/A
1% | #N/A | 0% | #N/A | #N/A | #N/A | #N/A | #N/A | [5 empty] | 5.065 | 5.2493 | 0.1087 |  |  | 1.455 |  | #N/A | #N/A | [5 empty] | 2.2255 | #N/A | [13 empty] | #N/A | #N/A | #N/A | #N/A | #N/A
1% | #N/A | 0% | #N/A | #N/A | #N/A | #N/A | #N/A | [5 empty] | 5.065 | 5.2493 | 0.1087 |  |  | 1.455 |  | #N/A | #N/A | [5 empty] | 2.2255 | #N/A | [13 empty] | #N/A | #N/A | #N/A | #N/A | #N/A
1% | #N/A | 0% | #N/A | #N/A | #N/A | #N/A | #N/A | [5 empty] | 5.065 | 5.2493 | 0.1087 |  |  | 1.455 |  | #N/A | #N/A | [5 empty] | 2.2255 | #N/A | [13 empty] | #N/A | #N/A | #N/A | #N/A | #N/A
1% | #N/A | 0% | #N/A | #N/A | #N/A | #N/A | #N/A | [5 empty] | 5.065 | 5.2493 | 0.1087 |  |  | 1.455 |  | #N/A | #N/A | [5 empty] | 2.2255 | #N/A | [13 empty] | #N/A | #N/A | #N/A | #N/A | #N/A
1% | #N/A | 0% | #N/A | #N/A | #N/A | #N/A | #N/A | [5 empty] | 5.065 | 5.2493 | 0.1087 |  |  | 1.455 |  | #N/A | #N/A | [5 empty] | 2.2255 | #N/A | [13 empty] | #N/A | #N/A | #N/A | #N/A | #N/A
1% | #N/A | 0% | #N/A | #N/A | #N/A | #N/A | #N/A | [5 empty] | 5.065 | 5.2493 | 0.1087 |  |  | 1.455 |  | #N/A | #N/A | [5 empty] | 2.2255 | #N/A | [13 empty] | #N/A | #N/A | #N/A | #N/A | #N/A
1% | #N/A | 0% | #N/A | #N/A | #N/A | #N/A | #N/A | [5 empty] | 5.065 | 5.2493 | 0.1087 |  |  | 1.455 |  | #N/A | #N/A | [5 empty] | 2.2255 | #N/A | [13 empty] | #N/A | #N/A | #N/A | #N/A | #N/A
1% | #N/A | 0% | #N/A | #N/A | #N/A | #N/A | #N/A | [5 empty] | 5.065 | 5.2493 | 0.1087 |  |  | 1.455 |  | #N/A | #N/A | [5 empty] | 2.2255 | #N/A | [13 empty] | #N/A | #N/A | #N/A | #N/A | #N/A
1% | #N/A | 0% | #N/A | #N/A | #N/A | #N/A | #N/A | [5 empty] | 5.065 | 5.2493 | 0.1087 |  |  |  |  | #N/A | #N/A | [5 empty] | 2.2255 | #N/A | [13 empty] | #N/A | #N/A | #N/A | #N/A | #N/A
1% | #N/A | 0% | #N/A | #N/A | #N/A | #N/A | #N/A | [5 empty] | 5.065 | 5.2493 | 0.1087 |  |  |  |  | #N/A | #N/A | [5 empty] | 2.2255 | #N/A | [13 empty] | #N/A | #N/A | #N/A | #N/A | #N/A
1% | #N/A | 0% | #N/A | #N/A | #N/A | #N/A | #N/A | [5 empty] | 5.065 | 5.2493 | 0.1087 |  |  |  |  | #N/A | #N/A | [5 empty] | 2.2255 | #N/A | [13 empty] | #N/A | #N/A | #N/A | #N/A | #N/A
1% | #N/A | 0% | #N/A | #N/A | #N/A | #N/A | #N/A | [5 empty] | 5.065 | 5.2493 | 0.1087 |  |  |  |  | #N/A | #N/A | [5 empty] | 2.2255 | #N/A | [13 empty] | #N/A | #N/A | #N/A | #N/A | #N/A
1% | #N/A | 0% | #N/A | #N/A | #N/A | #N/A | #N/A | [5 empty] | 5.065 | 5.2493 | 0.1087 |  |  |  |  | #N/A | #N/A | [5 empty] | 2.2255 | #N/A | [13 empty] | #N/A | #N/A | #N/A | #N/A | #N/A
1% | #N/A | 0% | #N/A | #N/A | #N/A | #N/A | #N/A | [5 empty] | 5.065 | 5.2493 | 0.1087 |  |  |  |  | #N/A | #N/A | [5 empty] | 2.2255 | #N/A | [13 empty] | #N/A | #N/A | #N/A | #N/A | #N/A
1% | #N/A | 0% | #N/A | #N/A | #N/A | #N/A | #N/A | [5 empty] | 5.065 | 5.2493 | 0.1087 |  |  |  |  | #N/A | #N/A | [5 empty] | 2.2255 | #N/A | [13 empty] | #N/A | #N/A | #N/A | #N/A | #N/A
1% | #N/A | 0% | #N/A | #N/A | #N/A | #N/A | #N/A | [5 empty] | 5.065 | 5.2493 | 0.1087 |  |  |  |  | #N/A | #N/A | [5 empty] | 2.2255 | #N/A | [13 empty] | #N/A | #N/A | #N/A | #N/A | #N/A
1% | #N/A | 0% | #N/A | #N/A | #N/A | #N/A | #N/A | [5 empty] | 5.065 | 5.2493 | 0.1087 |  |  |  |  | #N/A | #N/A | [5 empty] | 2.2255 | #N/A | [13 empty] | #N/A | #N/A | #N/A | #N/A | #N/A
1% | #N/A | 0% | #N/A | #N/A | #N/A | #N/A | #N/A | [5 empty] | 5.065 | 5.2493 | 0.1087 |  |  |  |  | #N/A | #N/A | [5 empty] | 2.2255 | #N/A | [13 empty] | #N/A | #N/A | #N/A | #N/A | #N/A
1% | #N/A | 0% | #N/A | #N/A | #N/A | #N/A | #N/A | [5 empty] | 5.065 | 5.2493 | 0.1087 |  |  |  |  | #N/A | #N/A | [5 empty] | 2.2255 | #N/A | [13 empty] | #N/A | #N/A | #N/A | #N/A | #N/A
1% | #N/A | 0% | #N/A | #N/A | #N/A | #N/A | #N/A | [5 empty] | 5.065 | 5.2493 | 0.1087 |  |  |  |  | #N/A | #N/A | [5 empty] | 2.2255 | #N/A | [13 empty] | #N/A | #N/A | #N/A | #N/A | #N/A
1% | #N/A | 0% | #N/A | #N/A | #N/A | #N/A | #N/A | [5 empty] | 5.065 | 5.2493 | 0.1087 |  |  |  |  | #N/A | #N/A | [5 empty] | 2.2255 | #N/A | [13 empty] | #N/A | #N/A | #N/A | #N/A | #N/A
1% | #N/A | 0% | #N/A | #N/A | #N/A | #N/A | #N/A | [5 empty] | 5.065 | 5.2493 | 0.1087 |  |  |  |  | #N/A | #N/A | [5 empty] | 2.2255 | #N/A | [13 empty] | #N/A | #N/A | #N/A | #N/A | #N/A
1% | #N/A | 0% | #N/A | #N/A | #N/A | #N/A | #N/A | [5 empty] | 5.065 | 5.2493 | 0.1087 |  |  |  |  | #N/A | #N/A | [5 empty] | 2.2255 | #N/A | [13 empty] | #N/A | #N/A | #N/A | #N/A | #N/A
1% | #N/A | 0% | #N/A | #N/A | #N/A | #N/A | #N/A | [5 empty] | 5.065 | 5.2493 | 0.1087 |  |  |  |  | #N/A | #N/A | [5 empty] | 2.2255 | #N/A | [13 empty] | #N/A | #N/A | #N/A | #N/A | #N/A
1% | #N/A | 0% | #N/A | #N/A | #N/A | #N/A | #N/A | [5 empty] | 5.065 | 5.2493 | 0.1087 |  |  |  |  | #N/A | #N/A | [5 empty] | 2.2255 | #N/A | [13 empty] | #N/A | #N/A | #N/A | #N/A | #N/A
1% | #N/A | 0% | #N/A | #N/A | #N/A | #N/A | #N/A | [5 empty] | 5.065 | 5.2493 | 0.1087 |  |  |  |  | #N/A | #N/A | [5 empty] | 2.2255 | #N/A | [13 empty] | #N/A | #N/A | #N/A | #N/A | #N/A
1% | #N/A | 0% | #N/A | #N/A | #N/A | #N/A | #N/A | [5 empty] | 5.065 | 5.2493 | 0.1087 |  |  |  |  | #N/A | #N/A | [5 empty] | 2.2255 | #N/A | [13 empty] | #N/A | #N/A | #N/A | #N/A | #N/A
1% | #N/A | 0% | #N/A | #N/A | #N/A | #N/A | #N/A | [5 empty] | 5.065 | 5.2493 | 0.1087 |  |  |  |  | #N/A | #N/A | [5 empty] | 2.2255 | #N/A | [13 empty] | #N/A | #N/A | #N/A | #N/A | #N/A
1% | #N/A | 0% | #N/A | #N/A | #N/A | #N/A | #N/A | [5 empty] | 5.065 | 5.2493 | 0.1087 |  |  |  |  | #N/A | #N/A | [5 empty] | 2.2255 | #N/A | [13 empty] | #N/A | #N/A | #N/A | #N/A | #N/A
1% | #N/A | 0% | #N/A | #N/A | #N/A | #N/A | #N/A | [5 empty] | 5.065 | 5.2493 | 0.1087 |  |  |  |  | #N/A | #N/A | [5 empty] | 2.2255 | #N/A | [13 empty] | #N/A | #N/A | #N/A | #N/A | #N/A
1% | #N/A | 0% | #N/A | #N/A | #N/A | #N/A | #N/A | [5 empty] | 5.065 | 5.2493 | 0.1087 |  |  |  |  | #N/A | #N/A | [5 empty] | 2.2255 | #N/A | [13 empty] | #N/A | #N/A | #N/A | #N/A | #N/A
1% | #N/A | 0% | #N/A | #N/A | #N/A | #N/A | #N/A | [5 empty] | 5.065 | 5.2493 | 0.1087 |  |  |  |  | #N/A | #N/A | [5 empty] | 2.2255 | #N/A | [13 empty] | #N/A | #N/A | #N/A | #N/A | #N/A
1% | #N/A | 0% | #N/A | #N/A | #N/A | #N/A | #N/A | [5 empty] | 5.065 | 5.2493 | 0.1087 |  |  |  |  | #N/A | #N/A | [5 empty] | 2.2255 | #N/A | [13 empty] | #N/A | #N/A | #N/A | #N/A | #N/A
1% | #N/A | 0% | #N/A | #N/A | #N/A | #N/A | #N/A | [5 empty] | 5.065 | 5.2493 | 0.1087 |  |  |  |  | #N/A | #N/A | [5 empty] | 2.2255 | #N/A | [13 empty] | #N/A | #N/A | #N/A | #N/A | #N/A
1% | #N/A | 0% | #N/A | #N/A | #N/A | #N/A | #N/A | [5 empty] | 5.065 | 5.2493 | 0.1087 |  |  |  |  | #N/A | [6 empty] | 2.2255 | #N/A | [13 empty] | #N/A | #N/A | #N/A | #N/A | #N/A
1% | #N/A | 0% | #N/A | #N/A | #N/A | #N/A | #N/A | [5 empty] | 5.065 | 5.2493 | 0.1087 |  |  |  |  | #N/A | [6 empty] | 2.2255 | #N/A | [13 empty] | #N/A | #N/A | #N/A | #N/A | #N/A
1% | #N/A | 0% | #N/A | #N/A | #N/A | #N/A | #N/A | [5 empty] | 5.065 | 5.2493 | 0.1087 |  |  |  |  | #N/A | [6 empty] | 2.2255 | #N/A | [13 empty] | #N/A | #N/A | #N/A | #N/A | #N/A
1% | #N/A | 0% | #N/A | #N/A | #N/A | #N/A | #N/A | [5 empty] | 5.065 | 5.2493 | 0.1087 |  |  |  |  | #N/A | [6 empty] | 2.2255 | #N/A | [13 empty] | #N/A | #N/A | #N/A | #N/A | #N/A
1% | #N/A | 0% | #N/A | #N/A | #N/A | #N/A | #N/A | [5 empty] | 5.065 | 5.2493 | 0.1087 |  |  |  |  | #N/A | [6 empty] | 2.2255 | #N/A | [13 empty] | #N/A | #N/A | #N/A | #N/A | #N/A
1% | #N/A | 0% | #N/A | #N/A | #N/A | #N/A | #N/A | [5 empty] | 5.065 | 5.2493 | 0.1087 |  |  |  |  | #N/A | [6 empty] | 2.2255 | #N/A | [13 empty] | #N/A | #N/A | #N/A | #N/A | #N/A
1% | #N/A | 0% | #N/A | #N/A | #N/A | #N/A | #N/A | [5 empty] | 5.065 | 5.2493 | 0.1087 |  |  |  |  | #N/A | [6 empty] | 2.2255 | #N/A | [13 empty] | #N/A | #N/A | #N/A | #N/A | #N/A
1% | #N/A | 0% | #N/A | #N/A | #N/A | #N/A | #N/A | [5 empty] | 5.065 | 5.2493 | 0.1087 |  |  |  |  | #N/A | [6 empty] | 2.2255 | #N/A | [13 empty] | #N/A | #N/A | #N/A | #N/A | #N/A
1% | #N/A | 0% | #N/A | #N/A | #N/A | #N/A | #N/A | [5 empty] | 5.065 | 5.2493 | 0.1087 |  |  |  |  | #N/A | [6 empty] | 2.2255 | #N/A | [13 empty] | #N/A | #N/A | #N/A | #N/A | #N/A
1% | #N/A | 0% | #N/A | #N/A | #N/A | #N/A | #N/A | [5 empty] | 5.065 | 5.2493 | 0.1087 |  |  |  |  | #N/A | [6 empty] | 2.2255 | #N/A | [13 empty] | #N/A | #N/A | #N/A | #N/A | #N/A
1% | #N/A | 0% | #N/A | #N/A | #N/A | #N/A | #N/A | [5 empty] | 5.065 | 5.2493 | 0.1087 |  |  |  |  | #N/A | [6 empty] | 2.2255 | #N/A | [13 empty] | #N/A | #N/A | #N/A | #N/A | #N/A
1% | #N/A | 0% | #N/A | #N/A | #N/A | #N/A | #N/A | [5 empty] | 5.065 | 5.2493 | 0.1087 |  |  |  |  | #N/A | [6 empty] | 2.2255 | #N/A | [13 empty] | #N/A | #N/A | #N/A | #N/A | #N/A
1% | #N/A | 0% | #N/A | #N/A | #N/A | #N/A | #N/A | [5 empty] | 5.065 | 5.2493 | 0.1087 |  |  |  |  | #N/A | [6 empty] | 2.2255 | #N/A | [13 empty] | #N/A | #N/A | #N/A | #N/A | #N/A
1% | #N/A | 0% | #N/A | #N/A | #N/A | #N/A | #N/A | [5 empty] | 5.065 | 5.2493 | 0.1087 |  |  |  |  | #N/A | [6 empty] | 2.2255 | #N/A | [13 empty] | #N/A | #N/A | #N/A | #N/A | #N/A
1% | #N/A | 0% | #N/A | #N/A | #N/A | #N/A | #N/A | [5 empty] | 5.065 | 5.2493 | 0.1087 |  |  |  |  | #N/A | [6 empty] | 2.2255 | #N/A | [13 empty] | #N/A | #N/A | #N/A | #N/A | #N/A
1% | #N/A | 0% | #N/A | #N/A | #N/A | #N/A | #N/A | [5 empty] | 5.065 | 5.2493 | 0.1087 |  |  |  |  | #N/A | [6 empty] | 2.2255 | #N/A | [13 empty] | #N/A | #N/A | #N/A | #N/A | #N/A
1% | #N/A | 0% | #N/A | #N/A | #N/A | #N/A | #N/A | [5 empty] | 5.065 | 5.2493 | 0.1087 |  |  |  |  | #N/A | [6 empty] | 2.2255 | #N/A | [13 empty] | #N/A | #N/A | #N/A | #N/A | #N/A
1% | #N/A | 0% | #N/A | #N/A | #N/A | #N/A | #N/A | [5 empty] | 5.065 | 5.2493 | 0.1087 |  |  |  |  | #N/A | [6 empty] | 2.2255 | #N/A | [13 empty] | #N/A | #N/A | #N/A | #N/A | #N/A
1% | #N/A | 0% | #N/A | #N/A | #N/A | #N/A | #N/A | [5 empty] | 5.065 | 5.2493 | 0.1087 |  |  |  |  | #N/A | [6 empty] | 2.2255 | #N/A | [13 empty] | #N/A | #N/A | #N/A | #N/A | #N/A
1% | #N/A | 0% | #N/A | #N/A | #N/A | #N/A | #N/A | [5 empty] | 5.065 | 5.2493 | 0.1087 |  |  |  |  | #N/A | [6 empty] | 2.2255 | #N/A | [13 empty] | #N/A | #N/A | #N/A | #N/A | #N/A
1% | #N/A | 0% | #N/A | #N/A | #N/A | #N/A | #N/A | [5 empty] | 5.065 | 5.2493 | 0.1087 |  |  |  |  | #N/A | [6 empty] | 2.2255 | #N/A | [13 empty] | #N/A | #N/A | #N/A | #N/A | #N/A
1% | #N/A | 0% | #N/A | #N/A | #N/A | #N/A | #N/A | [5 empty] | 5.065 | 5.2493 | 0.1087 |  |  |  |  | #N/A | [6 empty] | 2.2255 | #N/A | [13 empty] | #N/A | #N/A | #N/A | #N/A | #N/A
1% | #N/A | 0% | #N/A | #N/A | #N/A | #N/A | #N/A | [5 empty] | 5.065 | 5.2493 | 0.1087 |  |  |  |  | #N/A | [6 empty] | 2.2255 | #N/A | [13 empty] | #N/A | #N/A | #N/A | #N/A | #N/A
1% | #N/A | 0% | #N/A | #N/A | #N/A | #N/A | #N/A | [5 empty] | 5.065 | 5.2493 | 0.1087 |  |  |  |  | #N/A | [6 empty] | 2.2255 | #N/A | [13 empty] | #N/A | #N/A | #N/A | #N/A | #N/A
1% | #N/A | 0% | #N/A | #N/A | #N/A | #N/A | #N/A | [5 empty] | 5.065 | 5.2493 | 0.1087 |  |  |  |  | #N/A | [6 empty] | 2.2255 | #N/A | [13 empty] | #N/A | #N/A | #N/A | #N/A | #N/A
1% | #N/A | 0% | #N/A | #N/A | #N/A | #N/A | #N/A | [5 empty] | 5.065 | 5.2493 | 0.1087 |  |  |  |  | #N/A | [6 empty] | 2.2255 | #N/A | [13 empty] | #N/A | #N/A | #N/A | #N/A | #N/A
1% | #N/A | 0% | #N/A | #N/A | #N/A | #N/A | #N/A | [5 empty] | 5.065 | 5.2493 | 0.1087 |  |  |  |  | #N/A | [6 empty] | 2.2255 | #N/A | [13 empty] | #N/A | #N/A | #N/A | #N/A | #N/A
1% | #N/A | 0% | #N/A | #N/A | #N/A | #N/A | #N/A | [5 empty] | 5.065 | 5.2493 | 0.1087 |  |  |  |  | #N/A | [6 empty] | 2.2255 | #N/A | [13 empty] | #N/A | #N/A | #N/A | #N/A | #N/A
1% | #N/A | 0% | #N/A | #N/A | #N/A | #N/A | #N/A | [5 empty] | 5.065 | 5.2493 | 0.1087 |  |  |  |  | #N/A | [6 empty] | 2.2255 | #N/A | [13 empty] | #N/A | #N/A | #N/A | #N/A | #N/A
1% | #N/A | 0% | #N/A | #N/A | #N/A | #N/A | #N/A | [5 empty] | 5.065 | 5.2493 | 0.1087 |  |  |  |  | #N/A | [6 empty] | 2.2255 | #N/A | [13 empty] | #N/A | #N/A | #N/A | #N/A | #N/A
1% | #N/A | 0% | #N/A | #N/A | #N/A | #N/A | #N/A | [5 empty] | 5.065 | 5.2493 | 0.1087 |  |  |  |  | #N/A | [6 empty] | 2.2255 | #N/A | [13 empty] | #N/A | #N/A | #N/A | #N/A | #N/A
1% | #N/A | 0% | #N/A | #N/A | #N/A | #N/A | #N/A | [5 empty] | 5.065 | 5.2493 | 0.1087 |  |  |  |  | #N/A | [6 empty] | 2.2255 | #N/A | [13 empty] | #N/A | #N/A | #N/A | #N/A | #N/A
1% | #N/A | 0% | #N/A | #N/A | #N/A | #N/A | #N/A | [5 empty] | 5.065 | 5.2493 | 0.1087 |  |  |  |  | #N/A | [6 empty] | 2.2255 | #N/A | [13 empty] | #N/A | #N/A | #N/A | #N/A | #N/A
1% | #N/A | 0% | #N/A | #N/A | #N/A | #N/A | #N/A | [5 empty] | 5.065 | 5.2493 | 0.1087 |  |  |  |  | #N/A | [6 empty] | 2.2255 | #N/A | [13 empty] | #N/A | #N/A | #N/A | #N/A | #N/A
1% | #N/A | 0% | #N/A | #N/A | #N/A | #N/A | #N/A | [5 empty] | 5.065 | 5.2493 | 0.1087 |  |  |  |  | #N/A | [6 empty] | 2.2255 | #N/A | [13 empty] | #N/A | #N/A | #N/A | #N/A | #N/A
1% | #N/A | 0% | #N/A | #N/A | #N/A | #N/A | #N/A | [5 empty] | 5.065 | 5.2493 | 0.1087 |  |  |  |  | #N/A | [6 empty] | 2.2255 | #N/A | [13 empty] | #N/A | #N/A | #N/A | #N/A | #N/A
1% | #N/A | 0% | #N/A | #N/A | #N/A | #N/A | #N/A | [5 empty] | 5.065 | 5.2493 | 0.1087 | [11 empty] | 2.2255 | #N/A | [13 empty] | #N/A | #N/A | #N/A | #N/A | #N/A
1% | #N/A | 0% | #N/A | #N/A | #N/A | #N/A | #N/A | [5 empty] | 5.065 | 5.2493 | 0.1087 | [11 empty] | 2.2255 | #N/A | [13 empty] | #N/A | #N/A | #N/A | #N/A | #N/A
1% | #N/A | 0% | #N/A | #N/A | #N/A | #N/A | #N/A | [5 empty] | 5.065 | 5.2493 | 0.1087 | [11 empty] | 2.2255 | #N/A | [13 empty] | #N/A | #N/A | #N/A | #N/A | #N/A
1% | #N/A | 0% | #N/A | #N/A | #N/A | #N/A | #N/A | [5 empty] | 5.065 | 5.2493 | 0.1087 | [11 empty] | 2.2255 | #N/A | [13 empty] | #N/A | #N/A | #N/A | #N/A | #N/A
1% | #N/A | 0% | #N/A | #N/A | #N/A | #N/A | #N/A | [5 empty] | 5.065 | 5.2493 | 0.1087 | [11 empty] | 2.2255 | #N/A | [13 empty] | #N/A | #N/A | #N/A | #N/A | #N/A
1% | #N/A | 0% | #N/A | #N/A | #N/A | #N/A | #N/A | [5 empty] | 5.065 | 5.2493 | 0.1087 | [11 empty] | 2.2255 | #N/A | [13 empty] | #N/A | #N/A | #N/A | #N/A | #N/A
1% | #N/A | 0% | #N/A | #N/A | #N/A | #N/A | #N/A | [5 empty] | 5.065 | 5.2493 | 0.1087 | [11 empty] | 2.2255 | #N/A | [13 empty] | #N/A | #N/A | #N/A | #N/A | #N/A
1% | #N/A | 0% | #N/A | #N/A | #N/A | #N/A | #N/A | [5 empty] | 5.065 | 5.2493 | 0.1087 | [11 empty] | 2.2255 | #N/A | [13 empty] | #N/A | #N/A | #N/A | #N/A | #N/A
1% | #N/A | 0% | #N/A | #N/A | #N/A | #N/A | #N/A | [5 empty] | 5.065 | 5.2493 | 0.1087 | [11 empty] | 2.2255 | #N/A | [13 empty] | #N/A | #N/A | #N/A | #N/A | #N/A
1% | #N/A | 0% | #N/A | #N/A | #N/A | #N/A | #N/A | [5 empty] | 5.065 | 5.2493 | 0.1087 | [11 empty] | 2.2255 | #N/A | [13 empty] | #N/A | #N/A | #N/A | #N/A | #N/A
1% | #N/A | 0% | #N/A | #N/A | #N/A | #N/A | #N/A | [5 empty] | 5.065 | 5.2493 | 0.1087 | [11 empty] | 2.2255 | #N/A | [13 empty] | #N/A | #N/A | #N/A | #N/A | #N/A
1% | #N/A | 0% | #N/A | #N/A | #N/A | #N/A | #N/A | [5 empty] | 5.065 | 5.2493 | 0.1087 | [12 empty] | #N/A | [13 empty] | #N/A | #N/A | #N/A | #N/A | #N/A
Note on AE3: ckieny: Includes 28.42% CF at Project and 4.76% line losses to ISO Settlement System node.
Note on A4: Craig Kieny: La Capra blended forecast. See "Blended Forecast_Final.xls" file, sheet "System Energy" cells t14.ae32.
Note on B4: Craig Kieny: La Capra blended forecast. See "Blended Forecast_Final.xls" file, sheet "System Energy" cells t14.ae32.
Note on C4: Craig Kieny: La Capra blended forecast. See "Blended Forecast_Final.xls" file, sheet "System Energy" cells t14.ae32.
Note on G4: Craig Kieny: Low Load Forecast - Base DSM Impact.
Note on H4: Craig Kieny: Low Load Forecast - High DSM Impact.
Note on O4: Craig Kieny: Assumed 224% increase over 2005 monthly production based on preliminary data from DPS received on 6/26/07 regarding revised Niagara allocation.
Note on P4: Craig Kieny: 2006 Monthly MWHs assumed.
Note on Q4: ckieny: Based on actual production of individual units from January 1996 - April 2010.
Note on R4: Craig Kieny: Assumed 0.4 MW/h. It operates between 0.25 and 0.50 MW/h but typically closer to 0.4.
Note on AB4: Craig Kieny: See IRP Model. Sum of all SO units (Wind, Biomass, Landfill, Farm, Solar, Hydro, etc.)
Note on B17: Kieny, Craig: Escalation from 2011 IRP
Note on B18: Kieny, Craig: Escalation from 2011 IRP
Note on B19: Kieny, Craig: Escalation from 2011 IRP
Note on B20: Kieny, Craig: Escalation from 2011 IRP
Note on B21: Kieny, Craig: Escalation from 2011 IRP
Note on B22: Kieny, Craig: Escalation from 2011 IRP
Note on B23: Kieny, Craig: Escalation from 2011 IRP
Note on B24: Kieny, Craig: Escalation from 2011 IRP
Note on B25: Kieny, Craig: Escalation from 2011 IRP
Note on B26: Kieny, Craig: Escalation from 2011 IRP
Note on B27: Kieny, Craig: Escalation from 2011 IRP
Note on B28: Kieny, Craig: Escalation from 2011 IRP
Note on B29: Kieny, Craig: Escalation from 2011 IRP
Note on B30: Kieny, Craig: Escalation from 2011 IRP
Note on B31: Kieny, Craig: Escalation from 2011 IRP
Note on B32: Kieny, Craig: Escalation from 2011 IRP
Note on B33: Kieny, Craig: Escalation from 2011 IRP
Note on B34: Kieny, Craig: Escalation from 2011 IRP
Note on B35: Kieny, Craig: Escalation from 2011 IRP
Note on B36: Kieny, Craig: Escalation from 2011 IRP
Note on B37: Kieny, Craig: Escalation from 2011 IRP
Note on B38: Kieny, Craig: Escalation from 2011 IRP
Note on B39: Kieny, Craig: Escalation from 2011 IRP
Note on B40: Kieny, Craig: Escalation from 2011 IRP
Note on B41: Kieny, Craig: Escalation from 2011 IRP
Note on B42: Kieny, Craig: Escalation from 2011 IRP
Note on B43: Kieny, Craig: Escalation from 2011 IRP
Note on B44: Kieny, Craig: Escalation from 2011 IRP
Note on B45: Kieny, Craig: Escalation from 2011 IRP
Note on B46: Kieny, Craig: Escalation from 2011 IRP
Note on B47: Kieny, Craig: Escalation from 2011 IRP
Note on B48: Kieny, Craig: Escalation from 2011 IRP
Note on B49: Kieny, Craig: Escalation from 2011 IRP
Note on B50: Kieny, Craig: Escalation from 2011 IRP
Note on B51: Kieny, Craig: Escalation from 2011 IRP
Note on B52: Kieny, Craig: Escalation from 2011 IRP
Note on B53: Kieny, Craig: Escalation from 2011 IRP
Note on B54: Kieny, Craig: Escalation from 2011 IRP
Note on B55: Kieny, Craig: Escalation from 2011 IRP
Note on B56: Kieny, Craig: Escalation from 2011 IRP
Note on B57: Kieny, Craig: Escalation from 2011 IRP
Note on B58: Kieny, Craig: Escalation from 2011 IRP
Note on B59: Kieny, Craig: Escalation from 2011 IRP
Note on B60: Kieny, Craig: Escalation from 2011 IRP
Note on B61: Kieny, Craig: Escalation from 2011 IRP
Note on B62: Kieny, Craig: Escalation from 2011 IRP
Note on B63: Kieny, Craig: Escalation from 2011 IRP
Note on B64: Kieny, Craig: Escalation from 2011 IRP
Note on B65: Kieny, Craig: Escalation from 2011 IRP
Note on B66: Kieny, Craig: Escalation from 2011 IRP
Note on B67: Kieny, Craig: Escalation from 2011 IRP
Note on B68: Kieny, Craig: Escalation from 2011 IRP
Note on B69: Kieny, Craig: Escalation from 2011 IRP
Note on B70: Kieny, Craig: Escalation from 2011 IRP
Note on B71: Kieny, Craig: Escalation from 2011 IRP
Note on B72: Kieny, Craig: Escalation from 2011 IRP
Note on B73: Kieny, Craig: Escalation from 2011 IRP
Note on B74: Kieny, Craig: Escalation from 2011 IRP
Note on B75: Kieny, Craig: Escalation from 2011 IRP
Note on B76: Kieny, Craig: Escalation from 2011 IRP
Note on B77: Kieny, Craig: Escalation from 2011 IRP
Note on B78: Kieny, Craig: Escalation from 2011 IRP
Note on B79: Kieny, Craig: Escalation from 2011 IRP
Note on B80: Kieny, Craig: Escalation from 2011 IRP
Note on B81: Kieny, Craig: Escalation from 2011 IRP
Note on B82: Kieny, Craig: Escalation from 2011 IRP
Note on B83: Kieny, Craig: Escalation from 2011 IRP
Note on B84: Kieny, Craig: Escalation from 2011 IRP
Note on B85: Kieny, Craig: Escalation from 2011 IRP
Note on B86: Kieny, Craig: Escalation from 2011 IRP
Note on B87: Kieny, Craig: Escalation from 2011 IRP
Note on B88: Kieny, Craig: Escalation from 2011 IRP
Note on B89: Kieny, Craig: Escalation from 2011 IRP
Note on B90: Kieny, Craig: Escalation from 2011 IRP
Note on B91: Kieny, Craig: Escalation from 2011 IRP
Note on B92: Kieny, Craig: Escalation from 2011 IRP
Note on B93: Kieny, Craig: Escalation from 2011 IRP
Note on B94: Kieny, Craig: Escalation from 2011 IRP
Note on B95: Kieny, Craig: Escalation from 2011 IRP
Note on B96: Kieny, Craig: Escalation from 2011 IRP
Note on B97: Kieny, Craig: Escalation from 2011 IRP
Note on B98: Kieny, Craig: Escalation from 2011 IRP
Note on B99: Kieny, Craig: Escalation from 2011 IRP
Note on B100: Kieny, Craig: Escalation from 2011 IRP
Note on B101: Kieny, Craig: Escalation from 2011 IRP
Note on B102: Kieny, Craig: Escalation from 2011 IRP
Note on B103: Kieny, Craig: Escalation from 2011 IRP
Note on B104: Kieny, Craig: Escalation from 2011 IRP
Note on B105: Kieny, Craig: Escalation from 2011 IRP
Note on B106: Kieny, Craig: Escalation from 2011 IRP
Note on B107: Kieny, Craig: Escalation from 2011 IRP
Note on B108: Kieny, Craig: Escalation from 2011 IRP
Note on B109: Kieny, Craig: Escalation from 2011 IRP
Note on B110: Kieny, Craig: Escalation from 2011 IRP
Note on B111: Kieny, Craig: Escalation from 2011 IRP
Note on B112: Kieny, Craig: Escalation from 2011 IRP
Note on B113: Kieny, Craig: Escalation from 2011 IRP
Note on B114: Kieny, Craig: Escalation from 2011 IRP
Note on B115: Kieny, Craig: Escalation from 2011 IRP
Note on B116: Kieny, Craig: Escalation from 2011 IRP
Note on B117: Kieny, Craig: Escalation from 2011 IRP
Note on B118: Kieny, Craig: Escalation from 2011 IRP
Note on B119: Kieny, Craig: Escalation from 2011 IRP
Note on B120: Kieny, Craig: Escalation from 2011 IRP
Note on B121: Kieny, Craig: Escalation from 2011 IRP
Note on B122: Kieny, Craig: Escalation from 2011 IRP
Note on B123: Kieny, Craig: Escalation from 2011 IRP
Note on B124: Kieny, Craig: Escalation from 2011 IRP
Note on B125: Kieny, Craig: Escalation from 2011 IRP
Note on B126: Kieny, Craig: Escalation from 2011 IRP
Note on B127: Kieny, Craig: Escalation from 2011 IRP
Note on B128: Kieny, Craig: Escalation from 2011 IRP
Note on B129: Kieny, Craig: Escalation from 2011 IRP
Note on B130: Kieny, Craig: Escalation from 2011 IRP
Note on B131: Kieny, Craig: Escalation from 2011 IRP
Note on B132: Kieny, Craig: Escalation from 2011 IRP
Note on B133: Kieny, Craig: Escalation from 2011 IRP
Note on B134: Kieny, Craig: Escalation from 2011 IRP
Note on B135: Kieny, Craig: Escalation from 2011 IRP
Note on B136: Kieny, Craig: Escalation from 2011 IRP
Note on B137: Kieny, Craig: Escalation from 2011 IRP
Note on B138: Kieny, Craig: Escalation from 2011 IRP
Note on B139: Kieny, Craig: Escalation from 2011 IRP
Note on B140: Kieny, Craig: Escalation from 2011 IRP
Note on B141: Kieny, Craig: Escalation from 2011 IRP
Note on B142: Kieny, Craig: Escalation from 2011 IRP
Note on B143: Kieny, Craig: Escalation from 2011 IRP
Note on B144: Kieny, Craig: Escalation from 2011 IRP
Note on B145: Kieny, Craig: Escalation from 2011 IRP
Note on B146: Kieny, Craig: Escalation from 2011 IRP
Note on B147: Kieny, Craig: Escalation from 2011 IRP
Note on B148: Kieny, Craig: Escalation from 2011 IRP
Note on B149: Kieny, Craig: Escalation from 2011 IRP
Note on B150: Kieny, Craig: Escalation from 2011 IRP
Note on B151: Kieny, Craig: Escalation from 2011 IRP
Note on B152: Kieny, Craig: Escalation from 2011 IRP
Note on B153: Kieny, Craig: Escalation from 2011 IRP
Note on B154: Kieny, Craig: Escalation from 2011 IRP
Note on B155: Kieny, Craig: Escalation from 2011 IRP
Note on B156: Kieny, Craig: Escalation from 2011 IRP
Note on B157: Kieny, Craig: Escalation from 2011 IRP
Note on B158: Kieny, Craig: Escalation from 2011 IRP
Note on B159: Kieny, Craig: Escalation from 2011 IRP
Note on B160: Kieny, Craig: Escalation from 2011 IRP
Note on B161: Kieny, Craig: Escalation from 2011 IRP
Note on B162: Kieny, Craig: Escalation from 2011 IRP
Note on B163: Kieny, Craig: Escalation from 2011 IRP
Note on B164: Kieny, Craig: Escalation from 2011 IRP
Note on B165: Kieny, Craig: Escalation from 2011 IRP
Note on B166: Kieny, Craig: Escalation from 2011 IRP
Note on B167: Kieny, Craig: Escalation from 2011 IRP
Note on B168: Kieny, Craig: Escalation from 2011 IRP
Note on B169: Kieny, Craig: Escalation from 2011 IRP
Note on B170: Kieny, Craig: Escalation from 2011 IRP
Note on B171: Kieny, Craig: Escalation from 2011 IRP
Note on B172: Kieny, Craig: Escalation from 2011 IRP
Note on B173: Kieny, Craig: Escalation from 2011 IRP
Note on B174: Kieny, Craig: Escalation from 2011 IRP
Note on B175: Kieny, Craig: Escalation from 2011 IRP
Note on B176: Kieny, Craig: Escalation from 2011 IRP
Note on B177: Kieny, Craig: Escalation from 2011 IRP
Note on B178: Kieny, Craig: Escalation from 2011 IRP
Note on B179: Kieny, Craig: Escalation from 2011 IRP
Note on B180: Kieny, Craig: Escalation from 2011 IRP
Note on B181: Kieny, Craig: Escalation from 2011 IRP
Note on B182: Kieny, Craig: Escalation from 2011 IRP
Note on B183: Kieny, Craig: Escalation from 2011 IRP
Note on B184: Kieny, Craig: Escalation from 2011 IRP
Note on B185: Kieny, Craig: Escalation from 2011 IRP
Note on B186: Kieny, Craig: Escalation from 2011 IRP
Note on B187: Kieny, Craig: Escalation from 2011 IRP
Note on B188: Kieny, Craig: Escalation from 2011 IRP
Note on B189: Kieny, Craig: Escalation from 2011 IRP
Note on B190: Kieny, Craig: Escalation from 2011 IRP
Note on B191: Kieny, Craig: Escalation from 2011 IRP
Note on B192: Kieny, Craig: Escalation from 2011 IRP
Note on B193: Kieny, Craig: Escalation from 2011 IRP
Note on B194: Kieny, Craig: Escalation from 2011 IRP
Note on B195: Kieny, Craig: Escalation from 2011 IRP
Note on B196: Kieny, Craig: Escalation from 2011 IRP
Note on B197: Kieny, Craig: Escalation from 2011 IRP
Note on B198: Kieny, Craig: Escalation from 2011 IRP
Note on B199: Kieny, Craig: Escalation from 2011 IRP
Note on B200: Kieny, Craig: Escalation from 2011 IRP
Note on B201: Kieny, Craig: Escalation from 2011 IRP
Note on B202: Kieny, Craig: Escalation from 2011 IRP
Note on B203: Kieny, Craig: Escalation from 2011 IRP
Note on B204: Kieny, Craig: Escalation from 2011 IRP
Note on B205: Kieny, Craig: Escalation from 2011 IRP
Note on B206: Kieny, Craig: Escalation from 2011 IRP
Note on B207: Kieny, Craig: Escalation from 2011 IRP
Note on B208: Kieny, Craig: Escalation from 2011 IRP
Note on B209: Kieny, Craig: Escalation from 2011 IRP
Note on B210: Kieny, Craig: Escalation from 2011 IRP
Note on B211: Kieny, Craig: Escalation from 2011 IRP
Note on B212: Kieny, Craig: Escalation from 2011 IRP
Note on B213: Kieny, Craig: Escalation from 2011 IRP
Note on B214: Kieny, Craig: Escalation from 2011 IRP
Note on B215: Kieny, Craig: Escalation from 2011 IRP
Note on B216: Kieny, Craig: Escalation from 2011 IRP
Note on B217: Kieny, Craig: Escalation from 2011 IRP
Note on B218: Kieny, Craig: Escalation from 2011 IRP
Note on B219: Kieny, Craig: Escalation from 2011 IRP
Note on B220: Kieny, Craig: Escalation from 2011 IRP
Note on B221: Kieny, Craig: Escalation from 2011 IRP
Note on B222: Kieny, Craig: Escalation from 2011 IRP
Note on B223: Kieny, Craig: Escalation from 2011 IRP
Note on B224: Kieny, Craig: Escalation from 2011 IRP
Note on B225: Kieny, Craig: Escalation from 2011 IRP
Note on B226: Kieny, Craig: Escalation from 2011 IRP
Note on B227: Kieny, Craig: Escalation from 2011 IRP
Note on B228: Kieny, Craig: Escalation from 2011 IRP
Note on B229: Kieny, Craig: Escalation from 2011 IRP
Note on B230: Kieny, Craig: Escalation from 2011 IRP
Note on B231: Kieny, Craig: Escalation from 2011 IRP
Note on B232: Kieny, Craig: Escalation from 2011 IRP
Note on B233: Kieny, Craig: Escalation from 2011 IRP
Note on B234: Kieny, Craig: Escalation from 2011 IRP
Note on B235: Kieny, Craig: Escalation from 2011 IRP
Note on B236: Kieny, Craig: Escalation from 2011 IRP
Note on B237: Kieny, Craig: Escalation from 2011 IRP
Note on B238: Kieny, Craig: Escalation from 2011 IRP
Note on B239: Kieny, Craig: Escalation from 2011 IRP
Note on B240: Kieny, Craig: Escalation from 2011 IRP
Note on B241: Kieny, Craig: Escalation from 2011 IRP
Note on B242: Kieny, Craig: Escalation from 2011 IRP
Note on B243: Kieny, Craig: Escalation from 2011 IRP
Note on B244: Kieny, Craig: Escalation from 2011 IRP

## Annual Cap Data (hidden)
Equation
|  |  | Input | [9 empty] | 0 | [13 empty] | 3.7875 |  | 10 | 8 | 0 | 2.4 |  |  | 0 | 0 | 0 | 0 | 0 | 0 | 0
[8 empty] | Hydro | Hydro | Hydro | Hydro | Hydro | 0 | Hydro | Hydro | Hydro/Wood |  |  | System | System |  | System |  |  |  |  | 0.48109 |  | 0.32442 | 0.27067 | 0.975 | 0.66667 |  |  | 0 | 0 | 0.9 | 0.9 | 1 | 1 | 1
High Load Forecast Escalator | Base Load Forecast Escalator | Low Load Forecast Escalator | Year | Month | High Forecast | Base Forecast | Low Forecast | HQ B | HQ C-1 | HQ C-2 | HQ C-3 | HQ C-4b | Rock Tenn | Niagara | St Lawrence | VEPPI | Swanton Peaker | Ryegate | UPC Wind - Sheffield - Fixed Price | Kingdom Wind | Next Era - Seabrook | New Cap Resource 5 | New Cap Resource 6 | New Cap Resource 7 | New Cap Resource 8 | New Cap Resource 9 | SPEED Standard Offer Rates | Total Existing Resources | Next Era - 9/2013 | Constellation - 1/2014 | PSEG - 1/2014 | Proposed Cap Resource 1 | Proposed Cap Resource 2 | Proposed Cap Resource 3 | Proposed Cap Resource 4 | Proposed Cap Resource 5 | Proposed Cap Resource 6 | Proposed Cap Resource 7 | Proposed Cap Resource 8 | Proposed Cap Resource 9 | Proposed Cap Resource 10 | Total Pending Resources | Total Resources Existing + Pending
1% |  | 0% | 2012 | 1 | #N/A | 81.5139 | #N/A | 0.415 | 16.6625 | 4.2767 | 0.125 | 5.671 | 4.687 | 5.2493 | 0.1087 | 2.8763 | 3.359 | 0.266 | 3 |  |  | #DIV/0! | #DIV/0! | #DIV/0! | #DIV/0! | #DIV/0! | 0.80395 | #N/A |  |  |  | #DIV/0! | #DIV/0! | #DIV/0! | #DIV/0! | #DIV/0! | #DIV/0! | #DIV/0! | #DIV/0! | #DIV/0! | #DIV/0! | #N/A | #N/A
1% |  | 0% | #N/A | #N/A | #N/A | #N/A | #N/A | 0.415 |  |  | 0.125 | 5.671 | 5.0637 | 5.2493 | 0.1087 | 1.3429 | 3.359 | 1.5137 | 3 | 2.4 |  | #DIV/0! | #DIV/0! | #DIV/0! | #DIV/0! | #DIV/0! | 1.4104 | #N/A |  |  |  | #DIV/0! | #DIV/0! | #DIV/0! | #DIV/0! | #DIV/0! | #DIV/0! | #DIV/0! | #DIV/0! | #DIV/0! | #DIV/0! | #N/A | #N/A
1% |  | 0% | #N/A | #N/A | #N/A | #N/A | #N/A | 0.415 |  |  | 0.125 | 5.671 | 5.065 | 5.2493 | 0.1087 | 1.2541 | 3.359 | 1.455 | 3.6667 | 2.0502 |  | #DIV/0! | #DIV/0! | #DIV/0! | #DIV/0! | #DIV/0! | 2.1511 | #N/A |  |  |  | #DIV/0! | #DIV/0! | #DIV/0! | #DIV/0! | #DIV/0! | #DIV/0! | #DIV/0! | #DIV/0! | #DIV/0! | #DIV/0! | #N/A | #N/A
1% |  | 0% | #N/A | #N/A | #N/A | #N/A | #N/A | 0.34583 |  |  | 0.10417 | 5.671 | 5.065 | 5.2493 | 0.1087 | 1.2547 | 3.359 | 1.455 | 3.6667 | 2.3427 | #N/A | #DIV/0! | #DIV/0! | #DIV/0! | #DIV/0! | #DIV/0! | 2.5777 | #N/A |  |  |  | #DIV/0! | #DIV/0! | #DIV/0! | #DIV/0! | #DIV/0! | #DIV/0! | #DIV/0! | #DIV/0! | #DIV/0! | #DIV/0! | #N/A | #N/A
1% |  | 0% | #N/A | #N/A | #N/A | #N/A | #N/A |  |  |  |  | 5.671 | 5.065 | 5.2493 | 0.1087 | 1.2537 | 3.359 | 1.455 | 3.6667 | 2.3427 | #N/A | #DIV/0! | #DIV/0! | #DIV/0! | #DIV/0! | #DIV/0! | 2.2255 | #N/A |  |  |  | #DIV/0! | #DIV/0! | #DIV/0! | #DIV/0! | #DIV/0! | #DIV/0! | #DIV/0! | #DIV/0! | #DIV/0! | #DIV/0! | #N/A | #N/A
1% |  | 0% | #N/A | #N/A | #N/A | #N/A | #N/A |  |  |  |  | 5.671 | 5.065 | 5.2493 | 0.1087 | 1.1623 | 3.359 | 1.455 | 3.6667 | 2.3427 | #N/A | #DIV/0! | #DIV/0! | #DIV/0! | #DIV/0! | #DIV/0! | 2.2255 | #N/A | 6.6667 | 3.3333 | 3.3333 | #DIV/0! | #DIV/0! | #DIV/0! | #DIV/0! | #DIV/0! | #DIV/0! | #DIV/0! | #DIV/0! | #DIV/0! | #DIV/0! | #N/A | #N/A
1% |  | 0% | #N/A | #N/A | #N/A | #N/A | #N/A |  |  |  |  | 5.671 | 5.065 | 5.2493 | 0.1087 | 0.651 | 3.359 | 1.455 | 3.6667 | 2.3427 | #N/A | #DIV/0! | #DIV/0! | #DIV/0! | #DIV/0! | #DIV/0! | 2.2255 | #N/A | 10 | 5 | 5 | #DIV/0! | #DIV/0! | #DIV/0! | #DIV/0! | #DIV/0! | #DIV/0! | #DIV/0! | #DIV/0! | #DIV/0! | #DIV/0! | #N/A | #N/A
1% |  | 0% | #N/A | #N/A | #N/A | #N/A | #N/A |  |  |  |  | 5.671 | 5.065 | 5.2493 | 0.1087 | 0.34051 | 3.359 | 1.455 | 3.6667 | 2.3427 | #N/A | #DIV/0! | #DIV/0! | #DIV/0! | #DIV/0! | #DIV/0! | 2.2255 | #N/A | 10 | 5 | 2.0833 | #DIV/0! | #DIV/0! | #DIV/0! | #DIV/0! | #DIV/0! | #DIV/0! | #DIV/0! | #DIV/0! | #DIV/0! | #DIV/0! | #N/A | #N/A
1% |  | 0% | #N/A | #N/A | #N/A | #N/A | #N/A |  |  |  |  | 5.671 | 5.065 | 5.2493 | 0.1087 | 0.32884 | 3.359 | 1.455 | 3.6667 | 2.3427 | #N/A | #DIV/0! | #DIV/0! | #DIV/0! | #DIV/0! | #DIV/0! | 2.2255 | #N/A | 10 | 5 |  | #DIV/0! | #DIV/0! | #DIV/0! | #DIV/0! | #DIV/0! | #DIV/0! | #DIV/0! | #DIV/0! | #DIV/0! | #DIV/0! | #N/A | #N/A
1% |  | 0% | #N/A | #N/A | #N/A | #N/A | #N/A | [5 empty] | 5.065 | 5.2493 | 0.1087 |  | 3.359 | 1.455 | 3.4722 | 2.3427 | #N/A | #DIV/0! | #DIV/0! | #DIV/0! | #DIV/0! | #DIV/0! | 2.2255 | #N/A | 10 | 5 |  | #DIV/0! | #DIV/0! | #DIV/0! | #DIV/0! | #DIV/0! | #DIV/0! | #DIV/0! | #DIV/0! | #DIV/0! | #DIV/0! | #N/A | #N/A
1% |  | 0% | #N/A | #N/A | #N/A | #N/A | #N/A | [5 empty] | 5.065 | 5.2493 | 0.1087 |  | 3.359 | 1.455 |  | #N/A | #N/A | #DIV/0! | #DIV/0! | #DIV/0! | #DIV/0! | #DIV/0! | 2.5777 | #N/A | 4.1667 | 2.0833 |  | #DIV/0! | #DIV/0! | #DIV/0! | #DIV/0! | #DIV/0! | #DIV/0! | #DIV/0! | #DIV/0! | #DIV/0! | #DIV/0! | #N/A | #N/A
1% |  | 0% | #N/A | #N/A | #N/A | #N/A | #N/A | [5 empty] | 5.065 | 5.2493 | 0.1087 |  | 3.359 | 1.455 |  | #N/A | #N/A | #DIV/0! | #DIV/0! | #DIV/0! | #DIV/0! | #DIV/0! | 2.5777 | #N/A |  |  |  | #DIV/0! | #DIV/0! | #DIV/0! | #DIV/0! | #DIV/0! | #DIV/0! | #DIV/0! | #DIV/0! | #DIV/0! | #DIV/0! | #N/A | #N/A
1% |  | 0% | #N/A | #N/A | #N/A | #N/A | #N/A | [5 empty] | 5.065 | 5.2493 | 0.1087 |  | 3.359 | 1.455 |  | #N/A | #N/A | #DIV/0! | #DIV/0! | #DIV/0! | #DIV/0! | #DIV/0! | 2.5777 | #N/A |  |  |  | #DIV/0! | #DIV/0! | #DIV/0! | #DIV/0! | #DIV/0! | #DIV/0! | #DIV/0! | #DIV/0! | #DIV/0! | #DIV/0! | #N/A | #N/A
1% |  | 0% | #N/A | #N/A | #N/A | #N/A | #N/A | [5 empty] | 5.065 | 5.2493 | 0.1087 |  | 3.359 | 1.455 |  | #N/A | #N/A | #DIV/0! | #DIV/0! | #DIV/0! | #DIV/0! | #DIV/0! | 2.2255 | #N/A |  |  |  | #DIV/0! | #DIV/0! | #DIV/0! | #DIV/0! | #DIV/0! | #DIV/0! | #DIV/0! | #DIV/0! | #DIV/0! | #DIV/0! | #N/A | #N/A
1% |  | 0% | #N/A | #N/A | #N/A | #N/A | #N/A | [5 empty] | 5.065 | 5.2493 | 0.1087 |  | 3.359 | 1.455 |  | #N/A | #N/A | #DIV/0! | #DIV/0! | #DIV/0! | #DIV/0! | #DIV/0! | 2.2255 | #N/A |  |  |  | #DIV/0! | #DIV/0! | #DIV/0! | #DIV/0! | #DIV/0! | #DIV/0! | #DIV/0! | #DIV/0! | #DIV/0! | #DIV/0! | #N/A | #N/A
1% |  | 0% | #N/A | #N/A | #N/A | #N/A | #N/A | [5 empty] | 5.065 | 5.2493 | 0.1087 |  | 3.359 | 1.455 |  | #N/A | #N/A | #DIV/0! | #DIV/0! | #DIV/0! | #DIV/0! | #DIV/0! | 2.2255 | #N/A |  |  |  | #DIV/0! | #DIV/0! | #DIV/0! | #DIV/0! | #DIV/0! | #DIV/0! | #DIV/0! | #DIV/0! | #DIV/0! | #DIV/0! | #N/A | #N/A
1% |  | 0% | #N/A | #N/A | #N/A | #N/A | #N/A | [5 empty] | 5.065 | 5.2493 | 0.1087 |  | 3.359 | 1.455 |  | #N/A | #N/A | #DIV/0! | #DIV/0! | #DIV/0! | #DIV/0! | #DIV/0! | 2.2255 | #N/A |  |  |  | #DIV/0! | #DIV/0! | #DIV/0! | #DIV/0! | #DIV/0! | #DIV/0! | #DIV/0! | #DIV/0! | #DIV/0! | #DIV/0! | #N/A | #N/A
1% |  | 0% | #N/A | #N/A | #N/A | #N/A | #N/A | [5 empty] | 5.065 | 5.2493 | 0.1087 |  | 3.359 | 1.455 |  | #N/A | #N/A | #DIV/0! | #DIV/0! | #DIV/0! | #DIV/0! | #DIV/0! | 2.2255 | #N/A |  |  |  | #DIV/0! | #DIV/0! | #DIV/0! | #DIV/0! | #DIV/0! | #DIV/0! | #DIV/0! | #DIV/0! | #DIV/0! | #DIV/0! | #N/A | #N/A
1% |  | 0% | #N/A | #N/A | #N/A | #N/A | #N/A | [5 empty] | 5.065 | 5.2493 | 0.1087 |  | 3.359 | 1.455 |  | #N/A | #N/A | #DIV/0! | #DIV/0! | #DIV/0! | #DIV/0! | #DIV/0! | 2.2255 | #N/A |  |  |  | #DIV/0! | #DIV/0! | #DIV/0! | #DIV/0! | #DIV/0! | #DIV/0! | #DIV/0! | #DIV/0! | #DIV/0! | #DIV/0! | #N/A | #N/A
1% |  | 0% | #N/A | #N/A | #N/A | #N/A | #N/A | [5 empty] | 5.065 | 5.2493 | 0.1087 |  | 3.359 | 1.455 |  | #N/A | #N/A | #DIV/0! | #DIV/0! | #DIV/0! | #DIV/0! | #DIV/0! | 2.2255 | #N/A |  |  |  | #DIV/0! | #DIV/0! | #DIV/0! | #DIV/0! | #DIV/0! | #DIV/0! | #DIV/0! | #DIV/0! | #DIV/0! | #DIV/0! | #N/A | #N/A
1% | 0.5% | 0% | #N/A | #N/A | #N/A | #N/A | #N/A | [5 empty] | 5.065 | 5.2493 | 0.1087 |  |  | 1.455 |  | #N/A | #N/A | #DIV/0! | #DIV/0! | #DIV/0! | #DIV/0! | #DIV/0! | 2.2255 | #N/A |  |  |  | #DIV/0! | #DIV/0! | #DIV/0! | #DIV/0! | #DIV/0! | #DIV/0! | #DIV/0! | #DIV/0! | #DIV/0! | #DIV/0! | #N/A | #N/A
1% | 0.5% | 0% | #N/A | #N/A | #N/A | #N/A | #N/A | [5 empty] | 5.065 | 5.2493 | 0.1087 |  |  |  |  | #N/A | #N/A | #DIV/0! | #DIV/0! | #DIV/0! | #DIV/0! | #DIV/0! | 2.2255 | #N/A |  |  |  | #DIV/0! | #DIV/0! | #DIV/0! | #DIV/0! | #DIV/0! | #DIV/0! | #DIV/0! | #DIV/0! | #DIV/0! | #DIV/0! | #N/A | #N/A
1% | 0.5% | 0% | #N/A | #N/A | #N/A | #N/A | #N/A | [5 empty] | 5.065 | 5.2493 | 0.1087 |  |  |  |  | #N/A | #N/A | #DIV/0! | #DIV/0! | #DIV/0! | #DIV/0! | #DIV/0! | 2.2255 | #N/A |  |  |  | #DIV/0! | #DIV/0! | #DIV/0! | #DIV/0! | #DIV/0! | #DIV/0! | #DIV/0! | #DIV/0! | #DIV/0! | #DIV/0! | #N/A | #N/A
1% | 0.5% | 0% | #N/A | #N/A | #N/A | #N/A | #N/A | [5 empty] | 5.065 | 5.2493 | 0.1087 |  |  |  |  | #N/A |  | #DIV/0! | #DIV/0! | #DIV/0! | #DIV/0! | #DIV/0! | 2.2255 | #N/A |  |  |  | #DIV/0! | #DIV/0! | #DIV/0! | #DIV/0! | #DIV/0! | #DIV/0! | #DIV/0! | #DIV/0! | #DIV/0! | #DIV/0! | #N/A | #N/A
1% | 0.5% | 0% | #N/A | #N/A | #N/A | #N/A | #N/A | [5 empty] | 5.065 | 5.2493 | 0.1087 |  |  |  |  | #N/A |  | #DIV/0! | #DIV/0! | #DIV/0! | #DIV/0! | #DIV/0! | 2.2255 | #N/A |  |  |  | #DIV/0! | #DIV/0! | #DIV/0! | #DIV/0! | #DIV/0! | #DIV/0! | #DIV/0! | #DIV/0! | #DIV/0! | #DIV/0! | #N/A | #N/A
1% | 0.5% | 0% | #N/A | #N/A | #N/A | #N/A | #N/A | [5 empty] | 5.065 | 5.2493 | 0.1087 |  |  |  |  | #N/A |  | #DIV/0! | #DIV/0! | #DIV/0! | #DIV/0! | #DIV/0! | 2.2255 | #N/A |  |  |  | #DIV/0! | #DIV/0! | #DIV/0! | #DIV/0! | #DIV/0! | #DIV/0! | #DIV/0! | #DIV/0! | #DIV/0! | #DIV/0! | #N/A | #N/A
1% | 0.5% | 0% | #N/A | #N/A | #N/A | #N/A | #N/A | [5 empty] | 5.065 | 5.2493 | 0.1087 | [6 empty] | #DIV/0! | #DIV/0! | #DIV/0! | #DIV/0! | #DIV/0! | 2.2255 | #N/A |  |  |  | #DIV/0! | #DIV/0! | #DIV/0! | #DIV/0! | #DIV/0! | #DIV/0! | #DIV/0! | #DIV/0! | #DIV/0! | #DIV/0! | #N/A | #N/A
Note on AE3: ckieny: Includes 28.42% CF at Project and 4.76% line losses to ISO Settlement System node.
Note on A4: Craig Kieny: La Capra blended forecast. See "Blended Forecast_Final.xls" file, sheet "System Energy" cells t14.ae32.
Note on B4: Craig Kieny: La Capra blended forecast. See "Blended Forecast_Final.xls" file, sheet "System Energy" cells t14.ae32.
Note on C4: Craig Kieny: La Capra blended forecast. See "Blended Forecast_Final.xls" file, sheet "System Energy" cells t14.ae32.
Note on G4: Craig Kieny: Low Load Forecast - Base DSM Impact.
Note on H4: Craig Kieny: Low Load Forecast - High DSM Impact.

## Committed Capacity Data (hidden)
|  |  |  | Base | Low
| Base Forecast Net DSM | Low Forecast Net DSM | Committed Resources | Open (Excess) Position | Open (Excess) Position | % Base Open (Excess) Position | % Low Open (Excess) Position | Year | Base Forecast Net DSM | NYPA | HQ | VEPPI/SPEED | FW/KCW | NextEra - Seabrook | Swanton | Rock Tenn | Open (Excess) Position
2012 | 81.5139 | #N/A | #N/A | #N/A | #N/A | #N/A | #N/A | 2012 | 81.5139 | 5.358 | 27.1502 | 3.9463 | 3 | 0 | 3.359 | 4.687 | 34.0134 | #N/A
#N/A | #N/A | #N/A | #N/A | #N/A | #N/A | #N/A | #N/A | #N/A | #N/A | 5.358 | 6.211 | 4.267 | 5.4 | 0 | 3.359 | 5.0637 | #N/A | #N/A
#N/A | #N/A | #N/A | #N/A | #N/A | #N/A | #N/A | #N/A | #N/A | #N/A | 5.358 | 6.211 | 4.8602 | 5.7169 | 0 | 3.359 | 5.065 | #N/A | #N/A
#N/A | #N/A | #N/A | #N/A | #N/A | #N/A | #N/A | #N/A | #N/A | #N/A | 5.358 | 6.121 | 5.2874 | 6.0094 | #N/A | 3.359 | 5.065 | #N/A | #N/A
#N/A | #N/A | #N/A | #N/A | #N/A | #N/A | #N/A | #N/A | #N/A | #N/A | 5.358 | 5.671 | 4.9343 | 6.0094 | #N/A | 3.359 | 5.065 | #N/A | #N/A
#N/A | #N/A | #N/A | #N/A | #N/A | #N/A | #N/A | #N/A | #N/A | #N/A | 5.358 | 5.671 | 4.8428 | 6.0094 | #N/A | 3.359 | 5.065 | #N/A | #N/A
#N/A | #N/A | #N/A | #N/A | #N/A | #N/A | #N/A | #N/A | #N/A | #N/A | 5.358 | 5.671 | 4.3315 | 6.0094 | #N/A | 3.359 | 5.065 | #N/A | #N/A
#N/A | #N/A | #N/A | #N/A | #N/A | #N/A | #N/A | #N/A | #N/A | #N/A | 5.358 | 5.671 | 4.021 | 6.0094 | #N/A | 3.359 | 5.065 | #N/A | #N/A
#N/A | #N/A | #N/A | #N/A | #N/A | #N/A | #N/A | #N/A | #N/A | #N/A | 5.358 | 5.671 | 4.0094 | 6.0094 | #N/A | 3.359 | 5.065 | #N/A | #N/A
#N/A | #N/A | #N/A | #N/A | #N/A | #N/A | #N/A | #N/A | #N/A | #N/A | 5.358 | 0 | 3.6805 | 5.8149 | #N/A | 3.359 | 5.065 | #N/A | #N/A
#N/A | #N/A | #N/A | #N/A | #N/A | #N/A | #N/A | #N/A | #N/A | #N/A | 5.358 | 0 | 4.0327 | #N/A | #N/A | 3.359 | 5.065 | #N/A | #N/A
#N/A | #N/A | #N/A | #N/A | #N/A | #N/A | #N/A | #N/A | #N/A | #N/A | 5.358 | 0 | 4.0327 | #N/A | #N/A | 3.359 | 5.065 | #N/A | #N/A
#N/A | #N/A | #N/A | #N/A | #N/A | #N/A | #N/A | #N/A | #N/A | #N/A | 5.358 | 0 | 4.0327 | #N/A | #N/A | 3.359 | 5.065 | #N/A | #N/A
#N/A | #N/A | #N/A | #N/A | #N/A | #N/A | #N/A | #N/A | #N/A | #N/A | 5.358 | 0 | 3.6805 | #N/A | #N/A | 3.359 | 5.065 | #N/A | #N/A
#N/A | #N/A | #N/A | #N/A | #N/A | #N/A | #N/A | #N/A | #N/A | #N/A | 5.358 | 0 | 3.6805 | #N/A | #N/A | 3.359 | 5.065 | #N/A | #N/A
#N/A | #N/A | #N/A | #N/A | #N/A | #N/A | #N/A | #N/A | #N/A | #N/A | 5.358 | 0 | 3.6805 | #N/A | #N/A | 3.359 | 5.065 | #N/A | #N/A
#N/A | #N/A | #N/A | #N/A | #N/A | #N/A | #N/A | #N/A | #N/A | #N/A | 5.358 | 0 | 3.6805 | #N/A | #N/A | 3.359 | 5.065 | #N/A | #N/A
#N/A | #N/A | #N/A | #N/A | #N/A | #N/A | #N/A | #N/A | #N/A | #N/A | 5.358 | 0 | 3.6805 | #N/A | #N/A | 3.359 | 5.065 | #N/A | #N/A
#N/A | #N/A | #N/A | #N/A | #N/A | #N/A | #N/A | #N/A | #N/A | #N/A | 5.358 | 0 | 3.6805 | #N/A | #N/A | 3.359 | 5.065 | #N/A | #N/A
#N/A | #N/A | #N/A | #N/A | #N/A | #N/A | #N/A | #N/A | #N/A | #N/A | 5.358 | 0 | 3.6805 | #N/A | #N/A | 3.359 | 5.065 | #N/A | #N/A
#N/A | #N/A | #N/A | #N/A | #N/A | #N/A | #N/A | #N/A | #N/A | #N/A | 5.358 | 0 | 3.6805 | #N/A | #N/A | 0 | 5.065 | #N/A | #N/A
#N/A | #N/A | #N/A | #N/A | #N/A | #N/A | #N/A | #N/A | #N/A | #N/A | 5.358 | 0 | 2.2255 | #N/A | #N/A | 0 | 5.065 | #N/A | #N/A
#N/A | #N/A | #N/A | #N/A | #N/A | #N/A | #N/A | #N/A | #N/A | #N/A | 5.358 | 0 | 2.2255 | #N/A | #N/A | 0 | 5.065 | #N/A | #N/A
#N/A | #N/A | #N/A | #N/A | #N/A | #N/A | #N/A | #N/A | #N/A | #N/A | 5.358 | 0 | 2.2255 | #N/A | 0 | 0 | 5.065 | #N/A | #N/A
#N/A | #N/A | #N/A | #N/A | #N/A | #N/A | #N/A | #N/A | #N/A | #N/A | 5.358 | 0 | 2.2255 | #N/A | 0 | 0 | 5.065 | #N/A | #N/A
#N/A | #N/A | #N/A | #N/A | #N/A | #N/A | #N/A | #N/A | #N/A | #N/A | 5.358 | 0 | 2.2255 | #N/A | 0 | 0 | 5.065 | #N/A | #N/A
#N/A | #N/A | #N/A | #N/A | #N/A | #N/A | #N/A | #N/A | #N/A | #N/A | 5.358 | 0 | 2.2255 | 0 | 0 | 0 | 5.065 | #N/A | #N/A

## Committted + Pending Cap Data (hidden)
[6 empty] | Base | Low
| Base Forecast Net DSM | Low Forecast Net DSM | Committed Resources | Sheffield Fixed Price | Kingdom Community Wind | Open (Excess) Position | Open (Excess) Position | % Base Open (Excess) Position | % Low Open (Excess) Position | Year | Base Forecast Net DSM | NYPA | HQ | VEPPI/SPEED | FW/KCW | NextEra - Seabrook | Swanton | Rock Tenn | NextEra - 9/2013 | Consetllation - 1/2014 | PSEG - 1/2014 | Open (Excess) Position
2012 | 81.5139 | #N/A | #N/A | 0 | 0 | #N/A | #N/A | #N/A | #N/A | 2012 | 81.5139 | 5.358 | 27.1502 | 3.9463 | 3 | 0 | 3.359 | 4.687 | 0 | 0 | 0 | 34.0134
#N/A | #N/A | #N/A | #N/A | 0 | 0 | #N/A | #N/A | #N/A | #N/A | #N/A | #N/A | 5.358 | 6.211 | 4.267 | 5.4 | 0 | 3.359 | 5.0637 | 0 | 0 | 0 | #N/A
#N/A | #N/A | #N/A | #N/A | 0 | 0 | #N/A | #N/A | #N/A | #N/A | #N/A | #N/A | 5.358 | 6.211 | 4.8602 | 5.7169 | 0 | 3.359 | 5.065 | 0 | 0 | 0 | #N/A
#N/A | #N/A | #N/A | #N/A | 0 | 0 | #N/A | #N/A | #N/A | #N/A | #N/A | #N/A | 5.358 | 6.121 | 5.2874 | 6.0094 | #N/A | 3.359 | 5.065 | 0 | 0 | 0 | #N/A
#N/A | #N/A | #N/A | #N/A | 0 | 0 | #N/A | #N/A | #N/A | #N/A | #N/A | #N/A | 5.358 | 5.671 | 4.9343 | 6.0094 | #N/A | 3.359 | 5.065 | 0 | 0 | 0 | #N/A
#N/A | #N/A | #N/A | #N/A | 6.6667 | 3.3333 | #N/A | #N/A | #N/A | #N/A | #N/A | #N/A | 5.358 | 5.671 | 4.8428 | 6.0094 | #N/A | 3.359 | 5.065 | 6.6667 | 3.3333 | 3.3333 | #N/A
#N/A | #N/A | #N/A | #N/A | 10 | 5 | #N/A | #N/A | #N/A | #N/A | #N/A | #N/A | 5.358 | 5.671 | 4.3315 | 6.0094 | #N/A | 3.359 | 5.065 | 10 | 5 | 5 | #N/A
#N/A | #N/A | #N/A | #N/A | 10 | 5 | #N/A | #N/A | #N/A | #N/A | #N/A | #N/A | 5.358 | 5.671 | 4.021 | 6.0094 | #N/A | 3.359 | 5.065 | 10 | 5 | 2.0833 | #N/A
#N/A | #N/A | #N/A | #N/A | 10 | 5 | #N/A | #N/A | #N/A | #N/A | #N/A | #N/A | 5.358 | 5.671 | 4.0094 | 6.0094 | #N/A | 3.359 | 5.065 | 10 | 5 | 0 | #N/A
#N/A | #N/A | #N/A | #N/A | 10 | 5 | #N/A | #N/A | #N/A | #N/A | #N/A | #N/A | 5.358 | 0 | 3.6805 | 5.8149 | #N/A | 3.359 | 5.065 | 10 | 5 | 0 | #N/A
#N/A | #N/A | #N/A | #N/A |  | 2.0833 | #N/A | #N/A | #N/A | #N/A | #N/A | #N/A | 5.358 | 0 | 4.0327 | #N/A | #N/A | 3.359 | 5.065 | 4.1667 | 2.0833 | 0 | #N/A
#N/A | #N/A | #N/A | #N/A |  | 0 | #N/A | #N/A | #N/A | #N/A | #N/A | #N/A | 5.358 | 0 | 4.0327 | #N/A | #N/A | 3.359 | 5.065 | 0 | 0 | 0 | #N/A
#N/A | #N/A | #N/A | #N/A |  | 0 | #N/A | #N/A | #N/A | #N/A | #N/A | #N/A | 5.358 | 0 | 4.0327 | #N/A | #N/A | 3.359 | 5.065 | 0 | 0 | 0 | #N/A
#N/A | #N/A | #N/A | #N/A |  | 0 | #N/A | #N/A | #N/A | #N/A | #N/A | #N/A | 5.358 | 0 | 3.6805 | #N/A | #N/A | 3.359 | 5.065 | 0 | 0 | 0 | #N/A
#N/A | #N/A | #N/A | #N/A |  | 0 | #N/A | #N/A | #N/A | #N/A | #N/A | #N/A | 5.358 | 0 | 3.6805 | #N/A | #N/A | 3.359 | 5.065 | 0 | 0 | 0 | #N/A
#N/A | #N/A | #N/A | #N/A |  | 0 | #N/A | #N/A | #N/A | #N/A | #N/A | #N/A | 5.358 | 0 | 3.6805 | #N/A | #N/A | 3.359 | 5.065 | 0 | 0 | 0 | #N/A
#N/A | #N/A | #N/A | #N/A |  | 0 | #N/A | #N/A | #N/A | #N/A | #N/A | #N/A | 5.358 | 0 | 3.6805 | #N/A | #N/A | 3.359 | 5.065 | 0 | 0 | 0 | #N/A
#N/A | #N/A | #N/A | #N/A |  | 0 | #N/A | #N/A | #N/A | #N/A | #N/A | #N/A | 5.358 | 0 | 3.6805 | #N/A | #N/A | 3.359 | 5.065 | 0 | 0 | 0 | #N/A
#N/A | #N/A | #N/A | #N/A |  | 0 | #N/A | #N/A | #N/A | #N/A | #N/A | #N/A | 5.358 | 0 | 3.6805 | #N/A | #N/A | 3.359 | 5.065 | 0 | 0 | 0 | #N/A
#N/A | #N/A | #N/A | #N/A |  | 0 | #N/A | #N/A | #N/A | #N/A | #N/A | #N/A | 5.358 | 0 | 3.6805 | #N/A | #N/A | 3.359 | 5.065 | 0 | 0 | 0 | #N/A
#N/A | #N/A | #N/A | #N/A |  | 0 | #N/A | #N/A | #N/A | #N/A | #N/A | #N/A | 5.358 | 0 | 3.6805 | #N/A | #N/A | 0 | 5.065 | 0 | 0 | 0 | #N/A
#N/A | #N/A | #N/A | #N/A |  | 0 | #N/A | #N/A | #N/A | #N/A | #N/A | #N/A | 5.358 | 0 | 2.2255 | #N/A | #N/A | 0 | 5.065 | 0 | 0 | 0 | #N/A
#N/A | #N/A | #N/A | #N/A |  | 0 | #N/A | #N/A | #N/A | #N/A | #N/A | #N/A | 5.358 | 0 | 2.2255 | #N/A | #N/A | 0 | 5.065 | 0 | 0 | 0 | #N/A
#N/A | #N/A | #N/A | #N/A |  | 0 | #N/A | #N/A | #N/A | #N/A | #N/A | #N/A | 5.358 | 0 | 2.2255 | #N/A | 0 | 0 | 5.065 | 0 | 0 | 0 | #N/A
#N/A | #N/A | #N/A | #N/A |  | 0 | #N/A | #N/A | #N/A | #N/A | #N/A | #N/A | 5.358 | 0 | 2.2255 | #N/A | 0 | 0 | 5.065 | 0 | 0 | 0 | #N/A
#N/A | #N/A | #N/A | #N/A |  | 0 | #N/A | #N/A | #N/A | #N/A | #N/A | #N/A | 5.358 | 0 | 2.2255 | #N/A | 0 | 0 | 5.065 | 0 | 0 | 0 | #N/A
#N/A | #N/A | #N/A | #N/A |  | 0 | #N/A | #N/A | #N/A | #N/A | #N/A | #N/A | 5.358 | 0 | 2.2255 | 0 | 0 | 0 | 5.065 | 0 | 0 | 0 | #N/A

## Monthly Energy Data
|  |  | Carbon Free | [33 empty] | 1 | 1 | 1 | 1 | 1 | 1 | 1 | 1 | 1 | 1 | 1 | 0 | 0 | 1 | 1 | 1 | 1 | 1 | 1 | 1 | 0 | 1 | 1 | 1 | 1 | 1 | 0 | 1 | 1 | 1 | 1 | 1 | 1 | 1 | 1 | 1 | 0 | 1 | 1 | 1 | 1 | 0 | 0 | 0 | 0 | 0 | 1 | 1 | 1 | 0 | 0 | 0 | 0 | 0 | 0 | 0 | 0 | 0 | 0 | 0 | 0 | 0 | 0 | 0 | 0 | 0 | 0 | 0 | 0 | 0 | 1 | 1 | 1 | 1 | 1 | 1 | 1 | 1 | 1
|  |  | Renewable | [33 empty] | 1 | 1 | 1 | 1 | 1 | 1 | 1 | 1 | 1 | 1 | 1 | 0 | 0 | 1 | 1 | 1 | 1 | 1 | 1 | 1 | 0 | 1 | 1 | 1 | 1 | 1 | 0 | 1 | 1 | 1 | 1 | 1 | 1 | 1 | 1 | 1 | 0 | 1 | 1 | 1 | 0 | 0 | 0 | 0 | 0 | 0 | 1 | 1 | 1 | 0 | 0 | 0 | 0 | 0 | 0 | 0 | 0 | 0 | 0 | 0 | 0 | 0 | 0 | 0 | 0 | 0 | 0 | 0 | 0 | 0 | 1 | 1 | 1 | 1 | 1 | 1 | 1 | 1 | 1
|  |  | Tier 2 | [33 empty] | 0 | 0 | 0 | 0 | 0 | 0 | 0 | 0 | 0 | 0 | 0 | 0 | 0 | 0 | 0 | 0 | 0 | 1 | 1 | 1 | 0 | 1 | 1 | 1 | 1 | 1 | 0 | 1 | 1 | 1 | 0 | 1 | 1 | 1 | 1 | 1 | 0 | 1 | 1 | 0 | 0 | 0 | 0 | 0 | 0 | 0 | 0 | 0 | 0 | 0 | 0 | 0 | 0 | 0 | 0 | 0 | 0 | 0 | 0 | 0 | 0 | 0 | 0 | 0 | 0 | 0 | 0 | 0 | 0 | 0 | 1 | 1 | 1 | 1 | 1 | 1 | 1 | 1 | 1
|  |  | Equation | [8 empty] | Existing NM - No Recs | Tier 2 | Tier 2 |  |  |  | Need to figure out how to deal with NM so only new NM reduces load, but we get credit for all RECs and Resources | [18 empty] | Tier 1 | Tier 1 | Tier 1 | Tier 1 | Tier 1 | Tier 1 | Tier 1 | Tier 1 | Tier 1 | Tier 1 | Tier 1 | Tier 1 | Tier 1 | Tier 1 | Tier 1 | Tier 1 | Tier 1 | Tier 2 | Tier 2 | Tier 2 | Non-Renewable | Tier 2 | Tier 2 | Tier 2 | Tier 2 | Tier 2 | Non-Renewable | Tier 2 | Tier 2 | Tier 2 | Tier 1 | Tier 2 | Tier 2 | Tier 2 | Tier 2 | Tier 2 | Non-Renewable | Tier 2 | Tier 2 |  | Carbon Free | Non-Renewable | Non-Renewable | Non-Renewable | Non-Renewable | Non-Renewable | Tier 1 | Tier 1 | Tier 1 | Non-Renewable | [20 empty] | Tier 2 | Tier 2 | Tier 2 | Tier 2 | Tier 2 | Tier 2 | Tier 2 | Tier 2 | Tier 2
|  |  | Input | [14 empty] | Perhaps we add impact back into the load forecast (although this may increase load too much) | 0 | [5 empty] | 0 | [5 empty] | 0 | [20 empty] | 8 | 5 | [23 empty] | 10 | [9 empty] | 10
[12 empty] | NM | NM | NM | [9 empty] | 1.1 |  | 0.9 | [10 empty] | Hydro | Hydro | Hydro | Hydro | Hydro | Hydro | Hydro | Hydro | Hydro | Hydro | Hydro | Hydro | Hydro | Wood | Hydro | [25 empty] | 0.975 | [9 empty] | 20
High Load Forecast Escalator | Base Load Forecast Escalator | Low Load Forecast Escalator | Year | Month | Hours per Month | Underlying Base High Forecast for 2022 IRP - Pre DSM and Tier III | Underlying Base Load Forecast for 2025 IRP - Pre DSM and Tier III | Underlying Base Low Forecast for 2022 IRP - Pre DSM and Tier III | Low DSM Impact | Base DSM Impact | High DSM Impact | Existing NM - No REC but a credit to Tier 2 Req | Existing NM - REC | New Net Metering | Pre-Tier 3 High Forecast -High DSM Net Load Forecast | Pre-Tier 3 High Forecast - Base DSM Net Load Forecast | Pre Tier 3 High Forecast - Low DSM Net Load Forecast | Pre-Tier 3 Base Forecast - High DSM High NM Net Load Forecast | Pre-Tier 3 Base Forecast - Base DSM Base NM Net Load Forecast | Pre-Tier 3 Base Forecast - Low DSM Low NM Net Load Forecast | Pre-Tier 3 Low Forecast - High DSM Net Load Forecast | Pre-Tier 3 Low Forcast - Base DSM Net Load Forecast | Pre-Tier 3 Low Forecast - Low DSM Net Load Forecast | VELCO EV and VELCO CCHP Tier III Load Growth | CAP EV and CAP CCHP Tier III Load Growth | VEC Historic EV and EVT CCHP Tier III Load Growth | Post-Tier 3 High Forecast -High DSM Net Load Forecast | Post-Tier 3 High Forecast - Base DSM Net Load Forecast | Post Tier 3 High Forecast - Low DSM Net Load Forecast | VELCO Forecast | Climate Action Plan Forecast | VEC Forecast | Average of High and Low | Post-Tier 3 Low Forecast - High DSM Net Load Forecast | Post-Tier 3 Low Forcast - Base DSM Net Load Forecast | Post-Tier 3 Low Forecast - Low DSM Net Load Forecast | HQ B | HQ C-1 | HQ C-2 | HQ C-3 | HQ 2021-2023 | HQUS 11/2012 - 10/2020 | HQUS 11/2020 - 10/2030 | HQUS 11/2030 - 10/2035 | HQUS 11/2035 - 10/2038 | St Lawrence | Niagara | Delvin Warner | Arlon Warner | Ryegate | VEPPI | Kingdom Wind | Sheffield - Fixed Price | Standard Offer - Pre-July 2015 On-Line Date Solar | Standard Offer - Pre-July 2015 On-Line Date Biomass | Standard Offer - Pre-July 2015 On-Line Date Wind | Standard Offer - Pre-July 2015 On-Line Date Farm Methane | Standard Offer - Pre-July 2015 On-Line Date LFG | Standard Offer - Pre-July 2015 On-Line Date Hydro | Standard Offer - Post-June 2015 On-Line Date Solar | Standard Offer - Post-June 2015 On-Line Date Biomass | Standard Offer - Post-June 2015 On-Line Date Wind | Standard Offer - Post-June 2015 On-Line Date Farm Methane | Standard Offer - Post-June 2015 On-Line Date LFG | Standard Offer - Post-June 2015 On-Line Date Hydro | Standard Offer - Post-June 2015 On-Line Date Food Waste | WEC- HQUS | Alburgh Solar | Magee Hill Solar | Grand Isle Solar | Jericho - Gravel Pit Solar | Jericho - Landfill Solar | Existing NM - No REC | Existing NM - REC | New Net Metering | Committed Resource H | Next Era - Seabrook | NextEra 2022-2025 | Exelon | BP Energy | VPPSA Peaker | EDF Trading | Newport Hydro | Howard Wind | Brookfield Hydro | Committed Resource L | Sheffield 5% Discount | Total Existing Resources | High Forecast - High DSM Net Load Forecast Shortfall (Excess) | High Forecast - Base DSM Net Load Forecast Shortfall (Excess) | High Forecast - Low DSM Net Load Forecast Shortfall (Excess) | Base Forecast - High DSM Net Load Forecast Shortfall (Excess) | Base Forecast - Base DSM Net Load Forecast Shortfall (Excess) | Base Forecast - Low DSM Net Load Forecast Shortfall (Excess) | Low Forecast - High DSM Net Load Forecast Shortfall (Excess) | Low Forecast - Base DSM Net Load Forecast Shortfall (Excess) | Low Forecast - Low DSM Net Load Forecast Shortfall (Excess) | High Forecast - High DSM Net Load Forecast % Shortfall (Excess) | High Forecast - Base DSM Net Load Forecast % Shortfall (Excess) | High Forecast - Low DSM Net Load Forecast % Shortfall (Excess) | Base Forecast - High DSM Net Load Forecast % Shortfall (Excess) | Base Forecast - Base DSM Net Load Forecast % Shortfall (Excess) | Base Forecast - Low DSM Net Load Forecast % Shortfall (Excess) | Low Forecast - High DSM Net Load Forecast % Shortfall (Excess) | Low Forecast - Base DSM Net Load Forecast % Shortfall (Excess) | Low Forecast - Low DSM Net Load Forecast % Shortfall (Excess) | Proposed New Tier 2 Renewable A | Proposed New Tier 2 Renewable B | Proposed New Tier 2 Renewable C | Proposed New Tier 2 Renewable D | Proposed New Tier 2 Renewable E | Proposed New Tier 2 Renewable F | Proposed New Tier 2 Renewable G | Proposed New Tier 2 Renewable H | Proposed New Tier 2 Renewable I | Total Pending Resources | Total Resources Existing + Pending | High Forecast - High DSM Net Load Forecast Shortfall (Excess) | High Forecast - Base DSM Net Load Forecast Shortfall (Excess) | High Forecast - Low DSM Net Load Forecast Shortfall (Excess) | Base Forecast - High DSM Net Load Forecast Shortfall (Excess) | Base Forecast - Base DSM Net Load Forecast Shortfall (Excess) | Base Forecast - Low DSM Net Load Forecast Shortfall (Excess) | Low Forecast - High DSM Net Load Forecast Shortfall (Excess) | Low Forecast - Base DSM Net Load Forecast Shortfall (Excess) | Low Forecast - Low DSM Net Load Forecast Shortfall (Excess) | High Forecast - High DSM Net Load Forecast % Shortfall (Excess) | High Forecast - Base DSM Net Load Forecast % Shortfall (Excess) | High Forecast - Low DSM Net Load Forecast % Shortfall (Excess) | Base Forecast - High DSM Net Load Forecast % Shortfall (Excess) | Base Forecast - Base DSM Net Load Forecast % Shortfall (Excess) | Base Forecast - Low DSM Net Load Forecast % Shortfall (Excess) | Low Forecast - High DSM Net Load Forecast % Shortfall (Excess) | Low Forecast - Base DSM Net Load Forecast % Shortfall (Excess) | Low Forecast - Low DSM Net Load Forecast % Shortfall (Excess) | Carbon Free Resources | Carbon Free % | Renewable Resources | Renewable % | Tier 2 Resouces - Existing | Tier 2 Resouces - Existing + New NM |  | Percent of NM Output that reduces Sales | MWh Reduction in Sales
|  |  | 2008 | 1 | [10 empty] | 0 | 0 | 0 | 0 | 0 | 0 | 0 | 0 | 0 | [22 empty] | 2657.4251 | 66.834 | 5.8545 | 2.9497 |  | 2295.4582 | [18 empty] | 7068 | 3441 | 3720 | [5 empty] | 0 | [9 empty] | #N/A | #N/A | #N/A | #N/A | #N/A | #N/A | #N/A | #N/A | #N/A | #N/A | #N/A | #N/A | #N/A | #N/A | #N/A | #N/A | #N/A | #N/A | #N/A | [9 empty] | #N/A | #N/A | #N/A | #N/A | #N/A | #N/A | #N/A | #N/A | #N/A | #N/A | #N/A | #N/A | #N/A | #N/A | #N/A | #N/A | #N/A | #N/A | #N/A | #N/A | 19248.7173 | #DIV/0! | 19248.7173 | #DIV/0! | 14229 | 14229
|  |  | 2008 | 2 | [10 empty] | #N/A | #N/A | #N/A | #N/A | #N/A | #N/A | #N/A | #N/A | #N/A | [22 empty] | 2291.2623 | 55.246 | 4.7855 | 2.7113 |  | 1925.9883 | [18 empty] | 6612 | 3219 | 3480 | [5 empty] | 0 | [9 empty] | #N/A | #N/A | #N/A | #N/A | #N/A | #N/A | #N/A | #N/A | #N/A | #N/A | #N/A | #N/A | #N/A | #N/A | #N/A | #N/A | #N/A | #N/A | #N/A | [9 empty] | #N/A | #N/A | #N/A | #N/A | #N/A | #N/A | #N/A | #N/A | #N/A | #N/A | #N/A | #N/A | #N/A | #N/A | #N/A | #N/A | #N/A | #N/A | #N/A | #N/A | 17583.4966 | #DIV/0! | 17583.4966 | #DIV/0! | 13311 | 13311
|  |  | 2008 | #N/A | [10 empty] | #N/A | #N/A | #N/A | #N/A | #N/A | #N/A | #N/A | #N/A | #N/A | [22 empty] | 2462.2854 | 64.142 | 6.4073 | 3.4415 |  | 2683.7442 | [18 empty] | 7068 | 3441 | 3720 | [5 empty] | 0 | [9 empty] | #N/A | #N/A | #N/A | #N/A | #N/A | #N/A | #N/A | #N/A | #N/A | #N/A | #N/A | #N/A | #N/A | #N/A | #N/A | #N/A | #N/A | #N/A | #N/A | [9 empty] | #N/A | #N/A | #N/A | #N/A | #N/A | #N/A | #N/A | #N/A | #N/A | #N/A | #N/A | #N/A | #N/A | #N/A | #N/A | #N/A | #N/A | #N/A | #N/A | #N/A | 19439.1716 | #DIV/0! | 19439.1716 | #DIV/0! | 14229 | 14229
|  |  | 2008 | #N/A | [10 empty] | #N/A | #N/A | #N/A | #N/A | #N/A | #N/A | #N/A | #N/A | #N/A | [22 empty] | 2193.8762 | 62.386 | 10.7782 | 4.686 |  | 3385.1405 | [18 empty] | 6840 | 3330 | 3600 | [5 empty] | 0 | [9 empty] | #N/A | #N/A | #N/A | #N/A | #N/A | #N/A | #N/A | #N/A | #N/A | #N/A | #N/A | #N/A | #N/A | #N/A | #N/A | #N/A | #N/A | #N/A | #N/A | [9 empty] | #N/A | #N/A | #N/A | #N/A | #N/A | #N/A | #N/A | #N/A | #N/A | #N/A | #N/A | #N/A | #N/A | #N/A | #N/A | #N/A | #N/A | #N/A | #N/A | #N/A | 19411.4026 | #DIV/0! | 19411.4026 | #DIV/0! | 13770 | 13770
|  |  | 2008 | #N/A | [10 empty] | #N/A | #N/A | #N/A | #N/A | #N/A | #N/A | #N/A | #N/A | #N/A | [22 empty] | 2462.647 | 65.078 | 10.8145 | 3.6317 |  | 2623.0423 | [18 empty] | 7068 | 3441 | 3720 | [5 empty] | 0 | [9 empty] | #N/A | #N/A | #N/A | #N/A | #N/A | #N/A | #N/A | #N/A | #N/A | #N/A | #N/A | #N/A | #N/A | #N/A | #N/A | #N/A | #N/A | #N/A | #N/A | [9 empty] | #N/A | #N/A | #N/A | #N/A | #N/A | #N/A | #N/A | #N/A | #N/A | #N/A | #N/A | #N/A | #N/A | #N/A | #N/A | #N/A | #N/A | #N/A | #N/A | #N/A | 19379.7674 | #DIV/0! | 19379.7674 | #DIV/0! | 14229 | 14229
|  |  | 2008 | #N/A | [10 empty] | #N/A | #N/A | #N/A | #N/A | #N/A | #N/A | #N/A | #N/A | #N/A | [22 empty] | 2396.3318 | 60.396 | 7.1709 | 3.2815 |  | 2283.6577 | [18 empty] | 6840 | 3330 | 3600 | [5 empty] | 0 | [9 empty] | #N/A | #N/A | #N/A | #N/A | #N/A | #N/A | #N/A | #N/A | #N/A | #N/A | #N/A | #N/A | #N/A | #N/A | #N/A | #N/A | #N/A | #N/A | #N/A | [9 empty] | #N/A | #N/A | #N/A | #N/A | #N/A | #N/A | #N/A | #N/A | #N/A | #N/A | #N/A | #N/A | #N/A | #N/A | #N/A | #N/A | #N/A | #N/A | #N/A | #N/A | 18510.3855 | #DIV/0! | 18510.3855 | #DIV/0! | 13770 | 13770
|  |  | 2008 | #N/A | [10 empty] | #N/A | #N/A | #N/A | #N/A | #N/A | #N/A | #N/A | #N/A | #N/A | [22 empty] | 2431.4998 | 62.854 | 4.6109 | 2.7825 |  | 2027.1841 | [18 empty] | 7068 | 3441 | 3720 | [5 empty] | 0 | [9 empty] | #N/A | #N/A | #N/A | #N/A | #N/A | #N/A | #N/A | #N/A | #N/A | #N/A | #N/A | #N/A | #N/A | #N/A | #N/A | #N/A | #N/A | #N/A | #N/A | [9 empty] | #N/A | #N/A | #N/A | #N/A | #N/A | #N/A | #N/A | #N/A | #N/A | #N/A | #N/A | #N/A | #N/A | #N/A | #N/A | #N/A | #N/A | #N/A | #N/A | #N/A | 18750.538 | #DIV/0! | 18750.538 | #DIV/0! | 14229 | 14229
|  |  | 2008 | #N/A | [10 empty] | #N/A | #N/A | #N/A | #N/A | #N/A | #N/A | #N/A | #N/A | #N/A | [22 empty] | 2452.5984 | 63.322 | 3.9782 | 2.0384 |  | 1726.8254 | [18 empty] | 7068 | 3441 | 3720 | [5 empty] | 0 | [9 empty] | #N/A | #N/A | #N/A | #N/A | #N/A | #N/A | #N/A | #N/A | #N/A | #N/A | #N/A | #N/A | #N/A | #N/A | #N/A | #N/A | #N/A | #N/A | #N/A | [9 empty] | #N/A | #N/A | #N/A | #N/A | #N/A | #N/A | #N/A | #N/A | #N/A | #N/A | #N/A | #N/A | #N/A | #N/A | #N/A | #N/A | #N/A | #N/A | #N/A | #N/A | 18471.7458 | #DIV/0! | 18471.7458 | #DIV/0! | 14229 | 14229
|  |  | 2008 | #N/A | [10 empty] | #N/A | #N/A | #N/A | #N/A | #N/A | #N/A | #N/A | #N/A | #N/A | [22 empty] | 2299.8774 | 119.505 | 2.8145 | 1.5432 |  | 1565.6791 | [18 empty] | 6840 | 3330 | 3600 | [5 empty] | 0 | [9 empty] | #N/A | #N/A | #N/A | #N/A | #N/A | #N/A | #N/A | #N/A | #N/A | #N/A | #N/A | #N/A | #N/A | #N/A | #N/A | #N/A | #N/A | #N/A | #N/A | [9 empty] | #N/A | #N/A | #N/A | #N/A | #N/A | #N/A | #N/A | #N/A | #N/A | #N/A | #N/A | #N/A | #N/A | #N/A | #N/A | #N/A | #N/A | #N/A | #N/A | #N/A | 17755.0615 | #DIV/0! | 17755.0615 | #DIV/0! | 13770 | 13770
|  |  | 2008 | #N/A | [10 empty] | #N/A | #N/A | #N/A | #N/A | #N/A | #N/A | #N/A | #N/A | #N/A | [22 empty] | 2446.4978 | 66.834 | 8.8 | 1.7841 |  | 1916.3074 | [18 empty] | 0 | 3441 | 3720 | [5 empty] | 0 | [9 empty] | #N/A | #N/A | #N/A | #N/A | #N/A | #N/A | #N/A | #N/A | #N/A | #N/A | #N/A | #N/A | #N/A | #N/A | #N/A | #N/A | #N/A | #N/A | #N/A | [9 empty] | #N/A | #N/A | #N/A | #N/A | #N/A | #N/A | #N/A | #N/A | #N/A | #N/A | #N/A | #N/A | #N/A | #N/A | #N/A | #N/A | #N/A | #N/A | #N/A | #N/A | 11590.6392 | #DIV/0! | 11590.6392 | #DIV/0! | 7161 | 7161
|  |  | 2008 | #N/A | [10 empty] | #N/A | #N/A | #N/A | #N/A | #N/A | #N/A | #N/A | #N/A | #N/A | [22 empty] | 2357.0409 | 61.684 | 9.6655 | 2.6114 |  | 2377.5817 | [17 empty] | 137.8913 | 6840 | 3330 | 3600 | [5 empty] | 0 | [9 empty] | #N/A | #N/A | #N/A | #N/A | #N/A | #N/A | #N/A | #N/A | #N/A | #N/A | #N/A | #N/A | #N/A | #N/A | #N/A | #N/A | #N/A | #N/A | #N/A | [9 empty] | #N/A | #N/A | #N/A | #N/A | #N/A | #N/A | #N/A | #N/A | #N/A | #N/A | #N/A | #N/A | #N/A | #N/A | #N/A | #N/A | #N/A | #N/A | #N/A | #N/A | 18704.1979 | #DIV/0! | 18704.1979 | #DIV/0! | 13907.8913 | 13907.8913
|  |  | 2008 | #N/A | [10 empty] | #N/A | #N/A | #N/A | #N/A | #N/A | #N/A | #N/A | #N/A | #N/A | [22 empty] | 2379.404 | 61.216 | 7.9418 | 4.065 |  | 2373.5017 | [17 empty] | 142.29 | 7068 | 3441 | 3720 | [5 empty] | 0 | [9 empty] | #N/A | #N/A | #N/A | #N/A | #N/A | #N/A | #N/A | #N/A | #N/A | #N/A | #N/A | #N/A | #N/A | #N/A | #N/A | #N/A | #N/A | #N/A | #N/A | [9 empty] | #N/A | #N/A | #N/A | #N/A | #N/A | #N/A | #N/A | #N/A | #N/A | #N/A | #N/A | #N/A | #N/A | #N/A | #N/A | #N/A | #N/A | #N/A | #N/A | #N/A | 19185.4118 | #DIV/0! | 19185.4118 | #DIV/0! | 14371.29 | 14371.29
1% |  | -3% | 2009 | 1 | [10 empty] | #N/A | #N/A | #N/A | #N/A | #N/A | #N/A | #N/A | #N/A | #N/A | [22 empty] | 2657.4251 | 66.834 | 5.8545 | 2.9497 |  | 2139.3836 | [17 empty] | 150.66 | 7068 | 3441 | 3720 | [5 empty] | 0 | [9 empty] | #N/A | #N/A | #N/A | #N/A | #N/A | #N/A | #N/A | #N/A | #N/A | #N/A | #N/A | #N/A | #N/A | #N/A | #N/A | #N/A | #N/A | #N/A | #N/A | [9 empty] | #N/A | #N/A | #N/A | #N/A | #N/A | #N/A | #N/A | #N/A | #N/A | #N/A | #N/A | #N/A | #N/A | #N/A | #N/A | #N/A | #N/A | #N/A | #N/A | #N/A | 19243.3027 | #DIV/0! | 19243.3027 | #DIV/0! | 14379.66 | 14379.66
1% |  | -3% | #N/A | #N/A | [10 empty] | #N/A | #N/A | #N/A | #N/A | #N/A | #N/A | #N/A | #N/A | #N/A | [22 empty] | 2291.2623 | 55.246 | 4.7855 | 2.7113 |  | 1789.616 | [17 empty] | 136.08 | 6384 | 3108 | 3360 | [5 empty] | 0 | [9 empty] | #N/A | #N/A | #N/A | #N/A | #N/A | #N/A | #N/A | #N/A | #N/A | #N/A | #N/A | #N/A | #N/A | #N/A | #N/A | #N/A | #N/A | #N/A | #N/A | [9 empty] | #N/A | #N/A | #N/A | #N/A | #N/A | #N/A | #N/A | #N/A | #N/A | #N/A | #N/A | #N/A | #N/A | #N/A | #N/A | #N/A | #N/A | #N/A | #N/A | #N/A | 17124.2042 | #DIV/0! | 17124.2042 | #DIV/0! | 12988.08 | 12988.08
1% |  | -3% | #N/A | #N/A | [10 empty] | #N/A | #N/A | #N/A | #N/A | #N/A | #N/A | #N/A | #N/A | #N/A | [22 empty] | 2462.2854 | 64.142 | 6.4073 | 3.4415 |  | 2481.6964 | [17 empty] | 150.4575 | 7068 | 3441 | 3720 | [5 empty] | 0 | [9 empty] | #N/A | #N/A | #N/A | #N/A | #N/A | #N/A | #N/A | #N/A | #N/A | #N/A | #N/A | #N/A | #N/A | #N/A | #N/A | #N/A | #N/A | #N/A | #N/A | [9 empty] | #N/A | #N/A | #N/A | #N/A | #N/A | #N/A | #N/A | #N/A | #N/A | #N/A | #N/A | #N/A | #N/A | #N/A | #N/A | #N/A | #N/A | #N/A | #N/A | #N/A | 19387.5813 | #DIV/0! | 19387.5813 | #DIV/0! | 14379.4575 | 14379.4575
1% |  | -3% | #N/A | #N/A | [10 empty] | #N/A | #N/A | #N/A | #N/A | #N/A | #N/A | #N/A | #N/A | #N/A | [22 empty] | 2193.8762 | 62.386 | 10.7782 | 4.686 |  | 3120.8772 | [17 empty] | 145.8 | 6840 | 3330 | 3600 | [5 empty] | 0 | [9 empty] | #N/A | #N/A | #N/A | #N/A | #N/A | #N/A | #N/A | #N/A | #N/A | #N/A | #N/A | #N/A | #N/A | #N/A | #N/A | #N/A | #N/A | #N/A | #N/A | [9 empty] | #N/A | #N/A | #N/A | #N/A | #N/A | #N/A | #N/A | #N/A | #N/A | #N/A | #N/A | #N/A | #N/A | #N/A | #N/A | #N/A | #N/A | #N/A | #N/A | #N/A | 19292.9394 | #DIV/0! | 19292.9394 | #DIV/0! | 13915.8 | 13915.8 | #DIV/0!
1% |  | -3% | #N/A | #N/A | [10 empty] | #N/A | #N/A | #N/A | #N/A | #N/A | #N/A | #N/A | #N/A | #N/A | [22 empty] | 2462.647 | 65.078 | 10.8145 | 3.6317 |  | 2388.6333 | [17 empty] | 150.66 | 7068 | 3441 | 3720 | [5 empty] | 0 | [9 empty] | #N/A | #N/A | #N/A | #N/A | #N/A | #N/A | #N/A | #N/A | #N/A | #N/A | #N/A | #N/A | #N/A | #N/A | #N/A | #N/A | #N/A | #N/A | #N/A | [9 empty] | #N/A | #N/A | #N/A | #N/A | #N/A | #N/A | #N/A | #N/A | #N/A | #N/A | #N/A | #N/A | #N/A | #N/A | #N/A | #N/A | #N/A | #N/A | #N/A | #N/A | 19296.0184 | #DIV/0! | 19296.0184 | #DIV/0! | 14379.66 | 14379.66 | #DIV/0!
1% |  | -3% | #N/A | #N/A | [10 empty] | #N/A | #N/A | #N/A | #N/A | #N/A | #N/A | #N/A | #N/A | #N/A | [22 empty] | 2396.3318 | 60.396 | 7.1709 | 3.2815 |  | 2115.4714 | [17 empty] | 145.8 | 6840 | 3330 | 3600 | [5 empty] | 0 | [9 empty] | #N/A | #N/A | #N/A | #N/A | #N/A | #N/A | #N/A | #N/A | #N/A | #N/A | #N/A | #N/A | #N/A | #N/A | #N/A | #N/A | #N/A | #N/A | #N/A | [9 empty] | #N/A | #N/A | #N/A | #N/A | #N/A | #N/A | #N/A | #N/A | #N/A | #N/A | #N/A | #N/A | #N/A | #N/A | #N/A | #N/A | #N/A | #N/A | #N/A | #N/A | 18487.9992 | #DIV/0! | 18487.9992 | #DIV/0! | 13915.8 | 13915.8 | #DIV/0!
1% |  | -3% | #N/A | #N/A | [10 empty] | #N/A | #N/A | #N/A | #N/A | #N/A | #N/A | #N/A | #N/A | #N/A | [22 empty] | 2431.4998 | 62.854 | 4.6109 | 2.7825 |  | 1900.8418 | [17 empty] | 150.66 | 7068 | 3441 | 3720 | [5 empty] | 0 | [9 empty] | #N/A | #N/A | #N/A | #N/A | #N/A | #N/A | #N/A | #N/A | #N/A | #N/A | #N/A | #N/A | #N/A | #N/A | #N/A | #N/A | #N/A | #N/A | #N/A | [9 empty] | #N/A | #N/A | #N/A | #N/A | #N/A | #N/A | #N/A | #N/A | #N/A | #N/A | #N/A | #N/A | #N/A | #N/A | #N/A | #N/A | #N/A | #N/A | #N/A | #N/A | 18774.8556 | #DIV/0! | 18774.8556 | #DIV/0! | 14379.66 | 14379.66 | #DIV/0!
1% |  | -3% | #N/A | #N/A | [10 empty] | #N/A | #N/A | #N/A | #N/A | #N/A | #N/A | #N/A | #N/A | #N/A | [22 empty] | 2452.5984 | 63.322 | 3.9782 | 2.0384 |  | 1640.2251 | [17 empty] | 150.66 | 7068 | 3441 | 3720 | [5 empty] | 0 | [9 empty] | #N/A | #N/A | #N/A | #N/A | #N/A | #N/A | #N/A | #N/A | #N/A | #N/A | #N/A | #N/A | #N/A | #N/A | #N/A | #N/A | #N/A | #N/A | #N/A | [9 empty] | #N/A | #N/A | #N/A | #N/A | #N/A | #N/A | #N/A | #N/A | #N/A | #N/A | #N/A | #N/A | #N/A | #N/A | #N/A | #N/A | #N/A | #N/A | #N/A | #N/A | 18535.8055 | #DIV/0! | 18535.8055 | #DIV/0! | 14379.66 | 14379.66 | #DIV/0!
1% |  | -3% | #N/A | #N/A | [10 empty] | #N/A | #N/A | #N/A | #N/A | #N/A | #N/A | #N/A | #N/A | #N/A | [22 empty] | 2299.8774 | 119.505 | 2.8145 | 1.5432 |  | 1564.9898 | [17 empty] | 145.8 | 6840 | 3330 | 3600 | [5 empty] | 0 | [9 empty] | #N/A | #N/A | #N/A | #N/A | #N/A | #N/A | #N/A | #N/A | #N/A | #N/A | #N/A | #N/A | #N/A | #N/A | #N/A | #N/A | #N/A | #N/A | #N/A | [9 empty] | #N/A | #N/A | #N/A | #N/A | #N/A | #N/A | #N/A | #N/A | #N/A | #N/A | #N/A | #N/A | #N/A | #N/A | #N/A | #N/A | #N/A | #N/A | #N/A | #N/A | 17900.1723 | #DIV/0! | 17900.1723 | #DIV/0! | 13915.8 | 13915.8 | #DIV/0!
1% |  | -3% | #N/A | #N/A | [10 empty] | #N/A | #N/A | #N/A | #N/A | #N/A | #N/A | #N/A | #N/A | #N/A | [22 empty] | 2446.4978 | 66.834 | 8.8 | 1.7841 |  | 1914.1187 | [17 empty] | 150.66 | 7068 | 3441 | 3720 | [5 empty] | 0 | [9 empty] | #N/A | #N/A | #N/A | #N/A | #N/A | #N/A | #N/A | #N/A | #N/A | #N/A | #N/A | #N/A | #N/A | #N/A | #N/A | #N/A | #N/A | #N/A | #N/A | [9 empty] | #N/A | #N/A | #N/A | #N/A | #N/A | #N/A | #N/A | #N/A | #N/A | #N/A | #N/A | #N/A | #N/A | #N/A | #N/A | #N/A | #N/A | #N/A | #N/A | #N/A | 18807.1105 | #DIV/0! | 18807.1105 | #DIV/0! | 14379.66 | 14379.66 | #DIV/0!
1% |  | -3% | #N/A | #N/A | [10 empty] | #N/A | #N/A | #N/A | #N/A | #N/A | #N/A | #N/A | #N/A | #N/A | [22 empty] | 2357.0409 | 61.684 | 9.6655 | 2.6114 |  | 2372.351 | [17 empty] | 146.0025 | 6840 | 3330 | 3600 | [5 empty] | 0 | [9 empty] | #N/A | #N/A | #N/A | #N/A | #N/A | #N/A | #N/A | #N/A | #N/A | #N/A | #N/A | #N/A | #N/A | #N/A | #N/A | #N/A | #N/A | #N/A | #N/A | [9 empty] | #N/A | #N/A | #N/A | #N/A | #N/A | #N/A | #N/A | #N/A | #N/A | #N/A | #N/A | #N/A | #N/A | #N/A | #N/A | #N/A | #N/A | #N/A | #N/A | #N/A | 18707.0784 | #DIV/0! | 18707.0784 | #DIV/0! | 13916.0025 | 13916.0025 | #DIV/0!
1% |  | -3% | #N/A | #N/A | [10 empty] | #N/A | #N/A | #N/A | #N/A | #N/A | #N/A | #N/A | #N/A | #N/A | [22 empty] | 2379.404 | 61.216 | 7.9418 | 4.065 |  | 2368.2366 | [17 empty] | 150.66 | 7068 | 3441 | 3720 | [5 empty] | 0 | [9 empty] | #N/A | #N/A | #N/A | #N/A | #N/A | #N/A | #N/A | #N/A | #N/A | #N/A | #N/A | #N/A | #N/A | #N/A | #N/A | #N/A | #N/A | #N/A | #N/A | [9 empty] | #N/A | #N/A | #N/A | #N/A | #N/A | #N/A | #N/A | #N/A | #N/A | #N/A | #N/A | #N/A | #N/A | #N/A | #N/A | #N/A | #N/A | #N/A | #N/A | #N/A | 19188.5166 | #DIV/0! | 19188.5166 | #DIV/0! | 14379.66 | 14379.66 | #DIV/0!
0% | 0% | 0% | 2010 | 1 | [83 empty] | 0 | [27 empty] | 0 | 0 | #N/A | #N/A | #N/A | #N/A | #N/A | #N/A | #N/A | #N/A | #N/A | #N/A | #N/A | #N/A | #N/A | #N/A | #N/A | #N/A | #N/A | #N/A | 0 | #DIV/0! | 0 | #DIV/0! | 0 | 0 | #DIV/0!
0% | 0% | 0% | 2010 | 2 | [83 empty] | 0 | [27 empty] | 0 | 0 | #N/A | #N/A | #N/A | #N/A | #N/A | #N/A | #N/A | #N/A | #N/A | #N/A | #N/A | #N/A | #N/A | #N/A | #N/A | #N/A | #N/A | #N/A | 0 | #DIV/0! | 0 | #DIV/0! | 0 | 0 | #DIV/0!
0% | 0% | 0% | 2010 | 3 | [83 empty] | 0 | [27 empty] | 0 | 0 | #N/A | #N/A | #N/A | #N/A | #N/A | #N/A | #N/A | #N/A | #N/A | #N/A | #N/A | #N/A | #N/A | #N/A | #N/A | #N/A | #N/A | #N/A | 0 | #DIV/0! | 0 | #DIV/0! | 0 | 0 | #DIV/0!
0% | 0% | 0% | 2010 | 4 | [83 empty] | 0 | [27 empty] | 0 | 0 | #N/A | #N/A | #N/A | #N/A | #N/A | #N/A | #N/A | #N/A | #N/A | #N/A | #N/A | #N/A | #N/A | #N/A | #N/A | #N/A | #N/A | #N/A | 0 | #DIV/0! | 0 | #DIV/0! | 0 | 0 | #DIV/0!
0% | 0% | 0% | 2010 | 5 | [83 empty] | 0 | [27 empty] | 0 | 0 | #N/A | #N/A | #N/A | #N/A | #N/A | #N/A | #N/A | #N/A | #N/A | #N/A | #N/A | #N/A | #N/A | #N/A | #N/A | #N/A | #N/A | #N/A | 0 | #DIV/0! | 0 | #DIV/0! | 0 | 0 | #DIV/0!
0% | 0% | 0% | 2010 | 6 | [83 empty] | 0 | [27 empty] | 0 | 0 | #N/A | #N/A | #N/A | #N/A | #N/A | #N/A | #N/A | #N/A | #N/A | #N/A | #N/A | #N/A | #N/A | #N/A | #N/A | #N/A | #N/A | #N/A | 0 | #DIV/0! | 0 | #DIV/0! | 0 | 0 | #DIV/0!
0% | 0% | 0% | 2010 | 7 | [83 empty] | 0 | [27 empty] | 0 | 0 | #N/A | #N/A | #N/A | #N/A | #N/A | #N/A | #N/A | #N/A | #N/A | #N/A | #N/A | #N/A | #N/A | #N/A | #N/A | #N/A | #N/A | #N/A | 0 | #DIV/0! | 0 | #DIV/0! | 0 | 0 | #DIV/0!
0% | 0% | 0% | 2010 | 8 | [83 empty] | 0 | [27 empty] | 0 | 0 | #N/A | #N/A | #N/A | #N/A | #N/A | #N/A | #N/A | #N/A | #N/A | #N/A | #N/A | #N/A | #N/A | #N/A | #N/A | #N/A | #N/A | #N/A | 0 | #DIV/0! | 0 | #DIV/0! | 0 | 0 | #DIV/0!
0% | 0% | 0% | 2010 | 9 | [83 empty] | 0 | [27 empty] | 0 | 0 | #N/A | #N/A | #N/A | #N/A | #N/A | #N/A | #N/A | #N/A | #N/A | #N/A | #N/A | #N/A | #N/A | #N/A | #N/A | #N/A | #N/A | #N/A | 0 | #DIV/0! | 0 | #DIV/0! | 0 | 0 | #DIV/0!
0% | 0% | 0% | 2010 | 10 | [83 empty] | 0 | [27 empty] | 0 | 0 | #N/A | #N/A | #N/A | #N/A | #N/A | #N/A | #N/A | #N/A | #N/A | #N/A | #N/A | #N/A | #N/A | #N/A | #N/A | #N/A | #N/A | #N/A | 0 | #DIV/0! | 0 | #DIV/0! | 0 | 0 | #DIV/0!
0% | 0% | 0% | 2010 | 11 | [83 empty] | 0 | [27 empty] | 0 | 0 | #N/A | #N/A | #N/A | #N/A | #N/A | #N/A | #N/A | #N/A | #N/A | #N/A | #N/A | #N/A | #N/A | #N/A | #N/A | #N/A | #N/A | #N/A | 0 | #DIV/0! | 0 | #DIV/0! | 0 | 0 | #DIV/0!
0% | 0% | 0% | 2010 | 12 | [83 empty] | 0 | [27 empty] | 0 | 0 | #N/A | #N/A | #N/A | #N/A | #N/A | #N/A | #N/A | #N/A | #N/A | #N/A | #N/A | #N/A | #N/A | #N/A | #N/A | #N/A | #N/A | #N/A | 0 | #DIV/0! | 0 | #DIV/0! | 0 | 0 | #DIV/0!
0% | 0% | 0% | 2011 | 1 | [83 empty] | 0 | [27 empty] | 0 | 0 | #N/A | #N/A | #N/A | #N/A | #N/A | #N/A | #N/A | #N/A | #N/A | #N/A | #N/A | #N/A | #N/A | #N/A | #N/A | #N/A | #N/A | #N/A | 0 | #DIV/0! | 0 | #DIV/0! | 0 | 0 | #DIV/0!
0% | 0% | 0% | 2011 | 2 | [83 empty] | 0 | [27 empty] | 0 | 0 | #N/A | #N/A | #N/A | #N/A | #N/A | #N/A | #N/A | #N/A | #N/A | #N/A | #N/A | #N/A | #N/A | #N/A | #N/A | #N/A | #N/A | #N/A | 0 | #DIV/0! | 0 | #DIV/0! | 0 | 0 | #DIV/0!
0% | 0% | 0% | 2011 | 3 | [83 empty] | 0 | [27 empty] | 0 | 0 | #N/A | #N/A | #N/A | #N/A | #N/A | #N/A | #N/A | #N/A | #N/A | #N/A | #N/A | #N/A | #N/A | #N/A | #N/A | #N/A | #N/A | #N/A | 0 | #DIV/0! | 0 | #DIV/0! | 0 | 0 | #DIV/0!
0% | 0% | 0% | 2011 | 4 | [83 empty] | 0 | [27 empty] | 0 | 0 | #N/A | #N/A | #N/A | #N/A | #N/A | #N/A | #N/A | #N/A | #N/A | #N/A | #N/A | #N/A | #N/A | #N/A | #N/A | #N/A | #N/A | #N/A | 0 | #DIV/0! | 0 | #DIV/0! | 0 | 0 | #DIV/0!
0% | 0% | 0% | 2011 | 5 | [83 empty] | 0 | [27 empty] | 0 | 0 | #N/A | #N/A | #N/A | #N/A | #N/A | #N/A | #N/A | #N/A | #N/A | #N/A | #N/A | #N/A | #N/A | #N/A | #N/A | #N/A | #N/A | #N/A | 0 | #DIV/0! | 0 | #DIV/0! | 0 | 0 | #DIV/0!
0% | 0% | 0% | 2011 | 6 | [83 empty] | 0 | [27 empty] | 0 | 0 | #N/A | #N/A | #N/A | #N/A | #N/A | #N/A | #N/A | #N/A | #N/A | #N/A | #N/A | #N/A | #N/A | #N/A | #N/A | #N/A | #N/A | #N/A | 0 | #DIV/0! | 0 | #DIV/0! | 0 | 0 | #DIV/0!
0% | 0% | 0% | 2011 | 7 | [83 empty] | 0 | [27 empty] | 0 | 0 | #N/A | #N/A | #N/A | #N/A | #N/A | #N/A | #N/A | #N/A | #N/A | #N/A | #N/A | #N/A | #N/A | #N/A | #N/A | #N/A | #N/A | #N/A | 0 | #DIV/0! | 0 | #DIV/0! | 0 | 0 | #DIV/0!
0% | 0% | 0% | 2011 | 8 | [83 empty] | 0 | [27 empty] | 0 | 0 | #N/A | #N/A | #N/A | #N/A | #N/A | #N/A | #N/A | #N/A | #N/A | #N/A | #N/A | #N/A | #N/A | #N/A | #N/A | #N/A | #N/A | #N/A | 0 | #DIV/0! | 0 | #DIV/0! | 0 | 0 | #DIV/0!
0% | 0% | 0% | 2011 | 9 | [83 empty] | 0 | [27 empty] | 0 | 0 | #N/A | #N/A | #N/A | #N/A | #N/A | #N/A | #N/A | #N/A | #N/A | #N/A | #N/A | #N/A | #N/A | #N/A | #N/A | #N/A | #N/A | #N/A | 0 | #DIV/0! | 0 | #DIV/0! | 0 | 0 | #DIV/0!
0% | 0% | 0% | 2011 | 10 | [83 empty] | 0 | [27 empty] | 0 | 0 | #N/A | #N/A | #N/A | #N/A | #N/A | #N/A | #N/A | #N/A | #N/A | #N/A | #N/A | #N/A | #N/A | #N/A | #N/A | #N/A | #N/A | #N/A | 0 | #DIV/0! | 0 | #DIV/0! | 0 | 0 | #DIV/0!
0% | 0% | 0% | 2011 | 11 | [83 empty] | 0 | [27 empty] | 0 | 0 | #N/A | #N/A | #N/A | #N/A | #N/A | #N/A | #N/A | #N/A | #N/A | #N/A | #N/A | #N/A | #N/A | #N/A | #N/A | #N/A | #N/A | #N/A | 0 | #DIV/0! | 0 | #DIV/0! | 0 | 0 | #DIV/0!
0% | 0% | 0% | 2011 | 12 | [83 empty] | 0 | [27 empty] | 0 | 0 | #N/A | #N/A | #N/A | #N/A | #N/A | #N/A | #N/A | #N/A | #N/A | #N/A | #N/A | #N/A | #N/A | #N/A | #N/A | #N/A | #N/A | #N/A | 0 | #DIV/0! | 0 | #DIV/0! | 0 | 0 | #DIV/0!
0% | 0% | 0% | 2012 | 1 | [83 empty] | 0 | [27 empty] | 0 | 0 | #N/A | #N/A | #N/A | #N/A | #N/A | #N/A | #N/A | #N/A | #N/A | #N/A | #N/A | #N/A | #N/A | #N/A | #N/A | #N/A | #N/A | #N/A | 0 | #DIV/0! | 0 | #DIV/0! | 0 | 0 | #DIV/0!
0% | 0% | 0% | 2012 | 2 | [83 empty] | 0 | [27 empty] | 0 | 0 | #N/A | #N/A | #N/A | #N/A | #N/A | #N/A | #N/A | #N/A | #N/A | #N/A | #N/A | #N/A | #N/A | #N/A | #N/A | #N/A | #N/A | #N/A | 0 | #DIV/0! | 0 | #DIV/0! | 0 | 0 | #DIV/0!
0% | 0% | 0% | 2012 | 3 | [83 empty] | 0 | [27 empty] | 0 | 0 | #N/A | #N/A | #N/A | #N/A | #N/A | #N/A | #N/A | #N/A | #N/A | #N/A | #N/A | #N/A | #N/A | #N/A | #N/A | #N/A | #N/A | #N/A | 0 | #DIV/0! | 0 | #DIV/0! | 0 | 0 | #DIV/0!
0% | 0% | 0% | 2012 | 4 | [83 empty] | 0 | [27 empty] | 0 | 0 | #N/A | #N/A | #N/A | #N/A | #N/A | #N/A | #N/A | #N/A | #N/A | #N/A | #N/A | #N/A | #N/A | #N/A | #N/A | #N/A | #N/A | #N/A | 0 | #DIV/0! | 0 | #DIV/0! | 0 | 0 | #DIV/0!
0% | 0% | 0% | 2012 | 5 | [83 empty] | 0 | [27 empty] | 0 | 0 | #N/A | #N/A | #N/A | #N/A | #N/A | #N/A | #N/A | #N/A | #N/A | #N/A | #N/A | #N/A | #N/A | #N/A | #N/A | #N/A | #N/A | #N/A | 0 | #DIV/0! | 0 | #DIV/0! | 0 | 0 | #DIV/0!
0% | 0% | 0% | 2012 | 6 | [83 empty] | 0 | [27 empty] | 0 | 0 | #N/A | #N/A | #N/A | #N/A | #N/A | #N/A | #N/A | #N/A | #N/A | #N/A | #N/A | #N/A | #N/A | #N/A | #N/A | #N/A | #N/A | #N/A | 0 | #DIV/0! | 0 | #DIV/0! | 0 | 0 | #DIV/0!
0% | 0% | 0% | 2012 | 7 | [83 empty] | 0 | [27 empty] | 0 | 0 | #N/A | #N/A | #N/A | #N/A | #N/A | #N/A | #N/A | #N/A | #N/A | #N/A | #N/A | #N/A | #N/A | #N/A | #N/A | #N/A | #N/A | #N/A | 0 | #DIV/0! | 0 | #DIV/0! | 0 | 0 | #DIV/0!
0% | 0% | 0% | 2012 | 8 | [83 empty] | 0 | [27 empty] | 0 | 0 | #N/A | #N/A | #N/A | #N/A | #N/A | #N/A | #N/A | #N/A | #N/A | #N/A | #N/A | #N/A | #N/A | #N/A | #N/A | #N/A | #N/A | #N/A | 0 | #DIV/0! | 0 | #DIV/0! | 0 | 0 | #DIV/0!
0% | 0% | 0% | 2012 | 9 | [83 empty] | 0 | [27 empty] | 0 | 0 | #N/A | #N/A | #N/A | #N/A | #N/A | #N/A | #N/A | #N/A | #N/A | #N/A | #N/A | #N/A | #N/A | #N/A | #N/A | #N/A | #N/A | #N/A | 0 | #DIV/0! | 0 | #DIV/0! | 0 | 0 | #DIV/0!
0% | 0% | 0% | 2012 | 10 | [83 empty] | 0 | [27 empty] | 0 | 0 | #N/A | #N/A | #N/A | #N/A | #N/A | #N/A | #N/A | #N/A | #N/A | #N/A | #N/A | #N/A | #N/A | #N/A | #N/A | #N/A | #N/A | #N/A | 0 | #DIV/0! | 0 | #DIV/0! | 0 | 0 | #DIV/0!
0% | 0% | 0% | 2012 | 11 | [83 empty] | 0 | [27 empty] | 0 | 0 | #N/A | #N/A | #N/A | #N/A | #N/A | #N/A | #N/A | #N/A | #N/A | #N/A | #N/A | #N/A | #N/A | #N/A | #N/A | #N/A | #N/A | #N/A | 0 | #DIV/0! | 0 | #DIV/0! | 0 | 0 | #DIV/0!
0% | 0% | 0% | 2012 | 12 | [83 empty] | 0 | [27 empty] | 0 | 0 | #N/A | #N/A | #N/A | #N/A | #N/A | #N/A | #N/A | #N/A | #N/A | #N/A | #N/A | #N/A | #N/A | #N/A | #N/A | #N/A | #N/A | #N/A | 0 | #DIV/0! | 0 | #DIV/0! | 0 | 0 | #DIV/0!
0% | 0% | 0% | 2013 | 1 | [83 empty] | 0 | [27 empty] | 0 | 0 | #N/A | #N/A | #N/A | #N/A | #N/A | #N/A | #N/A | #N/A | #N/A | #N/A | #N/A | #N/A | #N/A | #N/A | #N/A | #N/A | #N/A | #N/A | 0 | #DIV/0! | 0 | #DIV/0! | 0 | 0 | #DIV/0!
0% | 0% | 0% | 2013 | 2 | [83 empty] | 0 | [27 empty] | 0 | 0 | #N/A | #N/A | #N/A | #N/A | #N/A | #N/A | #N/A | #N/A | #N/A | #N/A | #N/A | #N/A | #N/A | #N/A | #N/A | #N/A | #N/A | #N/A | 0 | #DIV/0! | 0 | #DIV/0! | 0 | 0 | #DIV/0!
0% | 0% | 0% | 2013 | 3 | [83 empty] | 0 | [27 empty] | 0 | 0 | #N/A | #N/A | #N/A | #N/A | #N/A | #N/A | #N/A | #N/A | #N/A | #N/A | #N/A | #N/A | #N/A | #N/A | #N/A | #N/A | #N/A | #N/A | 0 | #DIV/0! | 0 | #DIV/0! | 0 | 0 | #DIV/0!
0% | 0% | 0% | 2013 | 4 | [83 empty] | 0 | [27 empty] | 0 | 0 | #N/A | #N/A | #N/A | #N/A | #N/A | #N/A | #N/A | #N/A | #N/A | #N/A | #N/A | #N/A | #N/A | #N/A | #N/A | #N/A | #N/A | #N/A | 0 | #DIV/0! | 0 | #DIV/0! | 0 | 0 | #DIV/0!
0% | 0% | 0% | 2013 | 5 | [83 empty] | 0 | [27 empty] | 0 | 0 | #N/A | #N/A | #N/A | #N/A | #N/A | #N/A | #N/A | #N/A | #N/A | #N/A | #N/A | #N/A | #N/A | #N/A | #N/A | #N/A | #N/A | #N/A | 0 | #DIV/0! | 0 | #DIV/0! | 0 | 0 | #DIV/0!
0% | 0% | 0% | 2013 | 6 | [83 empty] | 0 | [27 empty] | 0 | 0 | #N/A | #N/A | #N/A | #N/A | #N/A | #N/A | #N/A | #N/A | #N/A | #N/A | #N/A | #N/A | #N/A | #N/A | #N/A | #N/A | #N/A | #N/A | 0 | #DIV/0! | 0 | #DIV/0! | 0 | 0 | #DIV/0!
0% | 0% | 0% | 2013 | 7 | [83 empty] | 0 | [27 empty] | 0 | 0 | #N/A | #N/A | #N/A | #N/A | #N/A | #N/A | #N/A | #N/A | #N/A | #N/A | #N/A | #N/A | #N/A | #N/A | #N/A | #N/A | #N/A | #N/A | 0 | #DIV/0! | 0 | #DIV/0! | 0 | 0 | #DIV/0!
0% | 0% | 0% | 2013 | 8 | [83 empty] | 0 | [27 empty] | 0 | 0 | #N/A | #N/A | #N/A | #N/A | #N/A | #N/A | #N/A | #N/A | #N/A | #N/A | #N/A | #N/A | #N/A | #N/A | #N/A | #N/A | #N/A | #N/A | 0 | #DIV/0! | 0 | #DIV/0! | 0 | 0 | #DIV/0!
0% | 0% | 0% | 2013 | 9 | [83 empty] | 0 | [27 empty] | 0 | 0 | #N/A | #N/A | #N/A | #N/A | #N/A | #N/A | #N/A | #N/A | #N/A | #N/A | #N/A | #N/A | #N/A | #N/A | #N/A | #N/A | #N/A | #N/A | 0 | #DIV/0! | 0 | #DIV/0! | 0 | 0 | #DIV/0!
0% | 0% | 0% | 2013 | 10 | [83 empty] | 0 | [27 empty] | 0 | 0 | #N/A | #N/A | #N/A | #N/A | #N/A | #N/A | #N/A | #N/A | #N/A | #N/A | #N/A | #N/A | #N/A | #N/A | #N/A | #N/A | #N/A | #N/A | 0 | #DIV/0! | 0 | #DIV/0! | 0 | 0 | #DIV/0!
0% | 0% | 0% | 2013 | 11 | [83 empty] | 0 | [27 empty] | 0 | 0 | #N/A | #N/A | #N/A | #N/A | #N/A | #N/A | #N/A | #N/A | #N/A | #N/A | #N/A | #N/A | #N/A | #N/A | #N/A | #N/A | #N/A | #N/A | 0 | #DIV/0! | 0 | #DIV/0! | 0 | 0 | #DIV/0!
0% | 0% | 0% | 2013 | 12 | [83 empty] | 0 | [27 empty] | 0 | 0 | #N/A | #N/A | #N/A | #N/A | #N/A | #N/A | #N/A | #N/A | #N/A | #N/A | #N/A | #N/A | #N/A | #N/A | #N/A | #N/A | #N/A | #N/A | 0 | #DIV/0! | 0 | #DIV/0! | 0 | 0 | #DIV/0!
0% | 0% | 0% | 2014 | 1 | [83 empty] | 0 | [27 empty] | 0 | 0 | #N/A | #N/A | #N/A | #N/A | #N/A | #N/A | #N/A | #N/A | #N/A | #N/A | #N/A | #N/A | #N/A | #N/A | #N/A | #N/A | #N/A | #N/A | 0 | #DIV/0! | 0 | #DIV/0! | 0 | 0 | #DIV/0!
0% | 0% | 0% | 2014 | 2 | [83 empty] | 0 | [27 empty] | 0 | 0 | #N/A | #N/A | #N/A | #N/A | #N/A | #N/A | #N/A | #N/A | #N/A | #N/A | #N/A | #N/A | #N/A | #N/A | #N/A | #N/A | #N/A | #N/A | 0 | #DIV/0! | 0 | #DIV/0! | 0 | 0 | #DIV/0!
0% | 0% | 0% | 2014 | 3 | [83 empty] | 0 | [27 empty] | 0 | 0 | #N/A | #N/A | #N/A | #N/A | #N/A | #N/A | #N/A | #N/A | #N/A | #N/A | #N/A | #N/A | #N/A | #N/A | #N/A | #N/A | #N/A | #N/A | 0 | #DIV/0! | 0 | #DIV/0! | 0 | 0 | #DIV/0!
0% | 0% | 0% | 2014 | 4 | [83 empty] | 0 | [27 empty] | 0 | 0 | #N/A | #N/A | #N/A | #N/A | #N/A | #N/A | #N/A | #N/A | #N/A | #N/A | #N/A | #N/A | #N/A | #N/A | #N/A | #N/A | #N/A | #N/A | 0 | #DIV/0! | 0 | #DIV/0! | 0 | 0 | #DIV/0!
0% | 0% | 0% | 2014 | 5 | [83 empty] | 0 | [27 empty] | 0 | 0 | #N/A | #N/A | #N/A | #N/A | #N/A | #N/A | #N/A | #N/A | #N/A | #N/A | #N/A | #N/A | #N/A | #N/A | #N/A | #N/A | #N/A | #N/A | 0 | #DIV/0! | 0 | #DIV/0! | 0 | 0 | #DIV/0!
0% | 0% | 0% | 2014 | 6 | [83 empty] | 0 | [27 empty] | 0 | 0 | #N/A | #N/A | #N/A | #N/A | #N/A | #N/A | #N/A | #N/A | #N/A | #N/A | #N/A | #N/A | #N/A | #N/A | #N/A | #N/A | #N/A | #N/A | 0 | #DIV/0! | 0 | #DIV/0! | 0 | 0 | #DIV/0!
0% | 0% | 0% | 2014 | 7 | [83 empty] | 0 | [27 empty] | 0 | 0 | #N/A | #N/A | #N/A | #N/A | #N/A | #N/A | #N/A | #N/A | #N/A | #N/A | #N/A | #N/A | #N/A | #N/A | #N/A | #N/A | #N/A | #N/A | 0 | #DIV/0! | 0 | #DIV/0! | 0 | 0 | #DIV/0!
0% | 0% | 0% | 2014 | 8 | [83 empty] | 0 | [27 empty] | 0 | 0 | #N/A | #N/A | #N/A | #N/A | #N/A | #N/A | #N/A | #N/A | #N/A | #N/A | #N/A | #N/A | #N/A | #N/A | #N/A | #N/A | #N/A | #N/A | 0 | #DIV/0! | 0 | #DIV/0! | 0 | 0 | #DIV/0!
0% | 0% | 0% | 2014 | 9 | [83 empty] | 0 | [27 empty] | 0 | 0 | #N/A | #N/A | #N/A | #N/A | #N/A | #N/A | #N/A | #N/A | #N/A | #N/A | #N/A | #N/A | #N/A | #N/A | #N/A | #N/A | #N/A | #N/A | 0 | #DIV/0! | 0 | #DIV/0! | 0 | 0 | #DIV/0!
0% | 0% | 0% | 2014 | 10 | [83 empty] | 0 | [27 empty] | 0 | 0 | #N/A | #N/A | #N/A | #N/A | #N/A | #N/A | #N/A | #N/A | #N/A | #N/A | #N/A | #N/A | #N/A | #N/A | #N/A | #N/A | #N/A | #N/A | 0 | #DIV/0! | 0 | #DIV/0! | 0 | 0 | #DIV/0!
0% | 0% | 0% | 2014 | 11 | [83 empty] | 0 | [27 empty] | 0 | 0 | #N/A | #N/A | #N/A | #N/A | #N/A | #N/A | #N/A | #N/A | #N/A | #N/A | #N/A | #N/A | #N/A | #N/A | #N/A | #N/A | #N/A | #N/A | 0 | #DIV/0! | 0 | #DIV/0! | 0 | 0 | #DIV/0!
0% | 0% | 0% | 2014 | 12 | [83 empty] | 0 | [27 empty] | 0 | 0 | #N/A | #N/A | #N/A | #N/A | #N/A | #N/A | #N/A | #N/A | #N/A | #N/A | #N/A | #N/A | #N/A | #N/A | #N/A | #N/A | #N/A | #N/A | 0 | #DIV/0! | 0 | #DIV/0! | 0 | 0 | #DIV/0!
0% | 0% | 0% | 2015 | 1 | [83 empty] | 0 | [27 empty] | 0 | 0 | #N/A | #N/A | #N/A | #N/A | #N/A | #N/A | #N/A | #N/A | #N/A | #N/A | #N/A | #N/A | #N/A | #N/A | #N/A | #N/A | #N/A | #N/A | 0 | #DIV/0! | 0 | #DIV/0! | 0 | 0 | #DIV/0!
0% | 0% | 0% | 2015 | 2 | [83 empty] | 0 | [27 empty] | 0 | 0 | #N/A | #N/A | #N/A | #N/A | #N/A | #N/A | #N/A | #N/A | #N/A | #N/A | #N/A | #N/A | #N/A | #N/A | #N/A | #N/A | #N/A | #N/A | 0 | #DIV/0! | 0 | #DIV/0! | 0 | 0 | #DIV/0!
0% | 0% | 0% | 2015 | 3 | [83 empty] | 0 | [27 empty] | 0 | 0 | #N/A | #N/A | #N/A | #N/A | #N/A | #N/A | #N/A | #N/A | #N/A | #N/A | #N/A | #N/A | #N/A | #N/A | #N/A | #N/A | #N/A | #N/A | 0 | #DIV/0! | 0 | #DIV/0! | 0 | 0 | #DIV/0!
0% | 0% | 0% | 2015 | 4 | [83 empty] | 0 | [27 empty] | 0 | 0 | #N/A | #N/A | #N/A | #N/A | #N/A | #N/A | #N/A | #N/A | #N/A | #N/A | #N/A | #N/A | #N/A | #N/A | #N/A | #N/A | #N/A | #N/A | 0 | #DIV/0! | 0 | #DIV/0! | 0 | 0 | #DIV/0!
0% | 0% | 0% | 2015 | 5 | [83 empty] | 0 | [27 empty] | 0 | 0 | #N/A | #N/A | #N/A | #N/A | #N/A | #N/A | #N/A | #N/A | #N/A | #N/A | #N/A | #N/A | #N/A | #N/A | #N/A | #N/A | #N/A | #N/A | 0 | #DIV/0! | 0 | #DIV/0! | 0 | 0 | #DIV/0!
0% | 0% | 0% | 2015 | 6 | [83 empty] | 0 | [27 empty] | 0 | 0 | #N/A | #N/A | #N/A | #N/A | #N/A | #N/A | #N/A | #N/A | #N/A | #N/A | #N/A | #N/A | #N/A | #N/A | #N/A | #N/A | #N/A | #N/A | 0 | #DIV/0! | 0 | #DIV/0! | 0 | 0 | #DIV/0!
0% | 0% | 0% | 2015 | 7 | [83 empty] | 0 | [27 empty] | 0 | 0 | #N/A | #N/A | #N/A | #N/A | #N/A | #N/A | #N/A | #N/A | #N/A | #N/A | #N/A | #N/A | #N/A | #N/A | #N/A | #N/A | #N/A | #N/A | 0 | #DIV/0! | 0 | #DIV/0! | 0 | 0 | #DIV/0!
0% | 0% | 0% | 2015 | 8 | [83 empty] | 0 | [27 empty] | 0 | 0 | #N/A | #N/A | #N/A | #N/A | #N/A | #N/A | #N/A | #N/A | #N/A | #N/A | #N/A | #N/A | #N/A | #N/A | #N/A | #N/A | #N/A | #N/A | 0 | #DIV/0! | 0 | #DIV/0! | 0 | 0 | #DIV/0!
0% | 0% | 0% | 2015 | 9 | [83 empty] | 0 | [27 empty] | 0 | 0 | #N/A | #N/A | #N/A | #N/A | #N/A | #N/A | #N/A | #N/A | #N/A | #N/A | #N/A | #N/A | #N/A | #N/A | #N/A | #N/A | #N/A | #N/A | 0 | #DIV/0! | 0 | #DIV/0! | 0 | 0 | #DIV/0!
0% | 0% | 0% | 2015 | 10 | [83 empty] | 0 | [27 empty] | 0 | 0 | #N/A | #N/A | #N/A | #N/A | #N/A | #N/A | #N/A | #N/A | #N/A | #N/A | #N/A | #N/A | #N/A | #N/A | #N/A | #N/A | #N/A | #N/A | 0 | #DIV/0! | 0 | #DIV/0! | 0 | 0 | #DIV/0!
0% | 0% | 0% | 2015 | 11 | [83 empty] | 0 | [27 empty] | 0 | 0 | #N/A | #N/A | #N/A | #N/A | #N/A | #N/A | #N/A | #N/A | #N/A | #N/A | #N/A | #N/A | #N/A | #N/A | #N/A | #N/A | #N/A | #N/A | 0 | #DIV/0! | 0 | #DIV/0! | 0 | 0 | #DIV/0!
0% | 0% | 0% | 2015 | 12 | [83 empty] | 0 | [27 empty] | 0 | 0 | #N/A | #N/A | #N/A | #N/A | #N/A | #N/A | #N/A | #N/A | #N/A | #N/A | #N/A | #N/A | #N/A | #N/A | #N/A | #N/A | #N/A | #N/A | 0 | #DIV/0! | 0 | #DIV/0! | 0 | 0 | #DIV/0!
0% | 0% | 0% | 2016 | 1 | [10 empty] | 0 | 0 | 0 | 0 | 0 | 0 | 0 | 0 | 0 | [64 empty] | 0 | 0 | 0 | 0 | 0 | 0 | 0 | 0 | 0 | 0 | #DIV/0! | #DIV/0! | #DIV/0! | #DIV/0! | #DIV/0! | #DIV/0! | #DIV/0! | #DIV/0! | #DIV/0! | [9 empty] | 0 | 0 | 0 | 0 | 0 | 0 | 0 | 0 | 0 | 0 | 0 | #DIV/0! | #DIV/0! | #DIV/0! | #DIV/0! | #DIV/0! | #DIV/0! | #DIV/0! | #DIV/0! | #DIV/0! | 0 | #DIV/0! | 0 | #DIV/0! | 0 | 0 | #DIV/0!
0% | 0% | 0% | 2016 | 2 | [10 empty] | 0 | 0 | 0 | 0 | 0 | 0 | 0 | 0 | 0 | [64 empty] | 0 | 0 | 0 | 0 | 0 | 0 | 0 | 0 | 0 | 0 | #DIV/0! | #DIV/0! | #DIV/0! | #DIV/0! | #DIV/0! | #DIV/0! | #DIV/0! | #DIV/0! | #DIV/0! | [9 empty] | 0 | 0 | 0 | 0 | 0 | 0 | 0 | 0 | 0 | 0 | 0 | #DIV/0! | #DIV/0! | #DIV/0! | #DIV/0! | #DIV/0! | #DIV/0! | #DIV/0! | #DIV/0! | #DIV/0! | 0 | #DIV/0! | 0 | #DIV/0! | 0 | 0 | #DIV/0!
0% | 0% | 0% | 2016 | 3 | [10 empty] | 0 | 0 | 0 | 0 | 0 | 0 | 0 | 0 | 0 | [64 empty] | 0 | 0 | 0 | 0 | 0 | 0 | 0 | 0 | 0 | 0 | #DIV/0! | #DIV/0! | #DIV/0! | #DIV/0! | #DIV/0! | #DIV/0! | #DIV/0! | #DIV/0! | #DIV/0! | [9 empty] | 0 | 0 | 0 | 0 | 0 | 0 | 0 | 0 | 0 | 0 | 0 | #DIV/0! | #DIV/0! | #DIV/0! | #DIV/0! | #DIV/0! | #DIV/0! | #DIV/0! | #DIV/0! | #DIV/0! | 0 | #DIV/0! | 0 | #DIV/0! | 0 | 0 | #DIV/0!
0% | 0% | 0% | 2016 | 4 | [10 empty] | 0 | 0 | 0 | 0 | 0 | 0 | 0 | 0 | 0 | [64 empty] | 0 | 0 | 0 | 0 | 0 | 0 | 0 | 0 | 0 | 0 | #DIV/0! | #DIV/0! | #DIV/0! | #DIV/0! | #DIV/0! | #DIV/0! | #DIV/0! | #DIV/0! | #DIV/0! | [9 empty] | 0 | 0 | 0 | 0 | 0 | 0 | 0 | 0 | 0 | 0 | 0 | #DIV/0! | #DIV/0! | #DIV/0! | #DIV/0! | #DIV/0! | #DIV/0! | #DIV/0! | #DIV/0! | #DIV/0! | 0 | #DIV/0! | 0 | #DIV/0! | 0 | 0 | #DIV/0!
0% | 0% | 0% | 2016 | 5 | [10 empty] | 0 | 0 | 0 | 0 | 0 | 0 | 0 | 0 | 0 | [64 empty] | 0 | 0 | 0 | 0 | 0 | 0 | 0 | 0 | 0 | 0 | #DIV/0! | #DIV/0! | #DIV/0! | #DIV/0! | #DIV/0! | #DIV/0! | #DIV/0! | #DIV/0! | #DIV/0! | [9 empty] | 0 | 0 | 0 | 0 | 0 | 0 | 0 | 0 | 0 | 0 | 0 | #DIV/0! | #DIV/0! | #DIV/0! | #DIV/0! | #DIV/0! | #DIV/0! | #DIV/0! | #DIV/0! | #DIV/0! | 0 | #DIV/0! | 0 | #DIV/0! | 0 | 0 | #DIV/0!
0% | 0% | 0% | 2016 | 6 | [10 empty] | 0 | 0 | 0 | 0 | 0 | 0 | 0 | 0 | 0 | [64 empty] | 0 | 0 | 0 | 0 | 0 | 0 | 0 | 0 | 0 | 0 | #DIV/0! | #DIV/0! | #DIV/0! | #DIV/0! | #DIV/0! | #DIV/0! | #DIV/0! | #DIV/0! | #DIV/0! | [9 empty] | 0 | 0 | 0 | 0 | 0 | 0 | 0 | 0 | 0 | 0 | 0 | #DIV/0! | #DIV/0! | #DIV/0! | #DIV/0! | #DIV/0! | #DIV/0! | #DIV/0! | #DIV/0! | #DIV/0! | 0 | #DIV/0! | 0 | #DIV/0! | 0 | 0 | #DIV/0!
0% | 0% | 0% | 2016 | 7 | [10 empty] | 0 | 0 | 0 | 0 | 0 | 0 | 0 | 0 | 0 | [64 empty] | 0 | 0 | 0 | 0 | 0 | 0 | 0 | 0 | 0 | 0 | #DIV/0! | #DIV/0! | #DIV/0! | #DIV/0! | #DIV/0! | #DIV/0! | #DIV/0! | #DIV/0! | #DIV/0! | [9 empty] | 0 | 0 | 0 | 0 | 0 | 0 | 0 | 0 | 0 | 0 | 0 | #DIV/0! | #DIV/0! | #DIV/0! | #DIV/0! | #DIV/0! | #DIV/0! | #DIV/0! | #DIV/0! | #DIV/0! | 0 | #DIV/0! | 0 | #DIV/0! | 0 | 0 | #DIV/0!
0% | 0% | 0% | 2016 | 8 | [10 empty] | 0 | 0 | 0 | 0 | 0 | 0 | 0 | 0 | 0 | [64 empty] | 0 | 0 | 0 | 0 | 0 | 0 | 0 | 0 | 0 | 0 | #DIV/0! | #DIV/0! | #DIV/0! | #DIV/0! | #DIV/0! | #DIV/0! | #DIV/0! | #DIV/0! | #DIV/0! | [9 empty] | 0 | 0 | 0 | 0 | 0 | 0 | 0 | 0 | 0 | 0 | 0 | #DIV/0! | #DIV/0! | #DIV/0! | #DIV/0! | #DIV/0! | #DIV/0! | #DIV/0! | #DIV/0! | #DIV/0! | 0 | #DIV/0! | 0 | #DIV/0! | 0 | 0 | #DIV/0!
0% | 0% | 0% | 2016 | 9 | [10 empty] | 0 | 0 | 0 | 0 | 0 | 0 | 0 | 0 | 0 | [64 empty] | 0 | 0 | 0 | 0 | 0 | 0 | 0 | 0 | 0 | 0 | #DIV/0! | #DIV/0! | #DIV/0! | #DIV/0! | #DIV/0! | #DIV/0! | #DIV/0! | #DIV/0! | #DIV/0! | [9 empty] | 0 | 0 | 0 | 0 | 0 | 0 | 0 | 0 | 0 | 0 | 0 | #DIV/0! | #DIV/0! | #DIV/0! | #DIV/0! | #DIV/0! | #DIV/0! | #DIV/0! | #DIV/0! | #DIV/0! | 0 | #DIV/0! | 0 | #DIV/0! | 0 | 0 | #DIV/0!
0% | 0% | 0% | 2016 | 10 | [10 empty] | 0 | 0 | 0 | 0 | 0 | 0 | 0 | 0 | 0 | [64 empty] | 0 | 0 | 0 | 0 | 0 | 0 | 0 | 0 | 0 | 0 | #DIV/0! | #DIV/0! | #DIV/0! | #DIV/0! | #DIV/0! | #DIV/0! | #DIV/0! | #DIV/0! | #DIV/0! | [9 empty] | 0 | 0 | 0 | 0 | 0 | 0 | 0 | 0 | 0 | 0 | 0 | #DIV/0! | #DIV/0! | #DIV/0! | #DIV/0! | #DIV/0! | #DIV/0! | #DIV/0! | #DIV/0! | #DIV/0! | 0 | #DIV/0! | 0 | #DIV/0! | 0 | 0 | #DIV/0!
0% | 0% | 0% | 2016 | 11 | [10 empty] | 0 | 0 | 0 | 0 | 0 | 0 | 0 | 0 | 0 | [64 empty] | 0 | 0 | 0 | 0 | 0 | 0 | 0 | 0 | 0 | 0 | #DIV/0! | #DIV/0! | #DIV/0! | #DIV/0! | #DIV/0! | #DIV/0! | #DIV/0! | #DIV/0! | #DIV/0! | [9 empty] | 0 | 0 | 0 | 0 | 0 | 0 | 0 | 0 | 0 | 0 | 0 | #DIV/0! | #DIV/0! | #DIV/0! | #DIV/0! | #DIV/0! | #DIV/0! | #DIV/0! | #DIV/0! | #DIV/0! | 0 | #DIV/0! | 0 | #DIV/0! | 0 | 0 | #DIV/0!
0% | 0% | 0% | 2016 | 12 | [10 empty] | 0 | 0 | 0 | 0 | 0 | 0 | 0 | 0 | 0 | [64 empty] | 0 | 0 | 0 | 0 | 0 | 0 | 0 | 0 | 0 | 0 | #DIV/0! | #DIV/0! | #DIV/0! | #DIV/0! | #DIV/0! | #DIV/0! | #DIV/0! | #DIV/0! | #DIV/0! | [9 empty] | 0 | 0 | 0 | 0 | 0 | 0 | 0 | 0 | 0 | 0 | 0 | #DIV/0! | #DIV/0! | #DIV/0! | #DIV/0! | #DIV/0! | #DIV/0! | #DIV/0! | #DIV/0! | #DIV/0! | 0 | #DIV/0! | 0 | #DIV/0! | 0 | 0 | #DIV/0!
0% | 0% | 0% | 2017 | 1 | [10 empty] | 0 | 0 | 0 | 0 | 0 | 0 | 0 | 0 | 0 | [64 empty] | 0 | 0 | 0 | 0 | 0 | 0 | 0 | 0 | 0 | 0 | #DIV/0! | #DIV/0! | #DIV/0! | #DIV/0! | #DIV/0! | #DIV/0! | #DIV/0! | #DIV/0! | #DIV/0! | [9 empty] | 0 | 0 | 0 | 0 | 0 | 0 | 0 | 0 | 0 | 0 | 0 | #DIV/0! | #DIV/0! | #DIV/0! | #DIV/0! | #DIV/0! | #DIV/0! | #DIV/0! | #DIV/0! | #DIV/0! | 0 | #DIV/0! | 0 | #DIV/0! | 0 | 0 | #DIV/0!
0% | 0% | 0% | 2017 | 2 | [10 empty] | 0 | 0 | 0 | 0 | 0 | 0 | 0 | 0 | 0 | [64 empty] | 0 | 0 | 0 | 0 | 0 | 0 | 0 | 0 | 0 | 0 | #DIV/0! | #DIV/0! | #DIV/0! | #DIV/0! | #DIV/0! | #DIV/0! | #DIV/0! | #DIV/0! | #DIV/0! | [9 empty] | 0 | 0 | 0 | 0 | 0 | 0 | 0 | 0 | 0 | 0 | 0 | #DIV/0! | #DIV/0! | #DIV/0! | #DIV/0! | #DIV/0! | #DIV/0! | #DIV/0! | #DIV/0! | #DIV/0! | 0 | #DIV/0! | 0 | #DIV/0! | 0 | 0 | #DIV/0!
0% | 0% | 0% | 2017 | 3 | [10 empty] | 0 | 0 | 0 | 0 | 0 | 0 | 0 | 0 | 0 | [64 empty] | 0 | 0 | 0 | 0 | 0 | 0 | 0 | 0 | 0 | 0 | #DIV/0! | #DIV/0! | #DIV/0! | #DIV/0! | #DIV/0! | #DIV/0! | #DIV/0! | #DIV/0! | #DIV/0! | [9 empty] | 0 | 0 | 0 | 0 | 0 | 0 | 0 | 0 | 0 | 0 | 0 | #DIV/0! | #DIV/0! | #DIV/0! | #DIV/0! | #DIV/0! | #DIV/0! | #DIV/0! | #DIV/0! | #DIV/0! | 0 | #DIV/0! | 0 | #DIV/0! | 0 | 0 | #DIV/0!
0% | 0% | 0% | 2017 | 4 | [10 empty] | 0 | 0 | 0 | 0 | 0 | 0 | 0 | 0 | 0 | [64 empty] | 0 | 0 | 0 | 0 | 0 | 0 | 0 | 0 | 0 | 0 | #DIV/0! | #DIV/0! | #DIV/0! | #DIV/0! | #DIV/0! | #DIV/0! | #DIV/0! | #DIV/0! | #DIV/0! | [9 empty] | 0 | 0 | 0 | 0 | 0 | 0 | 0 | 0 | 0 | 0 | 0 | #DIV/0! | #DIV/0! | #DIV/0! | #DIV/0! | #DIV/0! | #DIV/0! | #DIV/0! | #DIV/0! | #DIV/0! | 0 | #DIV/0! | 0 | #DIV/0! | 0 | 0 | #DIV/0!
0% | 0% | 0% | 2017 | 5 | [10 empty] | 0 | 0 | 0 | 0 | 0 | 0 | 0 | 0 | 0 | [64 empty] | 0 | 0 | 0 | 0 | 0 | 0 | 0 | 0 | 0 | 0 | #DIV/0! | #DIV/0! | #DIV/0! | #DIV/0! | #DIV/0! | #DIV/0! | #DIV/0! | #DIV/0! | #DIV/0! | [9 empty] | 0 | 0 | 0 | 0 | 0 | 0 | 0 | 0 | 0 | 0 | 0 | #DIV/0! | #DIV/0! | #DIV/0! | #DIV/0! | #DIV/0! | #DIV/0! | #DIV/0! | #DIV/0! | #DIV/0! | 0 | #DIV/0! | 0 | #DIV/0! | 0 | 0 | #DIV/0!
0% | 0% | 0% | 2017 | 6 | [10 empty] | 0 | 0 | 0 | 0 | 0 | 0 | 0 | 0 | 0 | [64 empty] | 0 | 0 | 0 | 0 | 0 | 0 | 0 | 0 | 0 | 0 | #DIV/0! | #DIV/0! | #DIV/0! | #DIV/0! | #DIV/0! | #DIV/0! | #DIV/0! | #DIV/0! | #DIV/0! | [9 empty] | 0 | 0 | 0 | 0 | 0 | 0 | 0 | 0 | 0 | 0 | 0 | #DIV/0! | #DIV/0! | #DIV/0! | #DIV/0! | #DIV/0! | #DIV/0! | #DIV/0! | #DIV/0! | #DIV/0! | 0 | #DIV/0! | 0 | #DIV/0! | 0 | 0 | #DIV/0!
0% | 0% | 0% | 2017 | 7 | [10 empty] | 0 | 0 | 0 | 0 | 0 | 0 | 0 | 0 | 0 | [64 empty] | 0 | 0 | 0 | 0 | 0 | 0 | 0 | 0 | 0 | 0 | #DIV/0! | #DIV/0! | #DIV/0! | #DIV/0! | #DIV/0! | #DIV/0! | #DIV/0! | #DIV/0! | #DIV/0! | [9 empty] | 0 | 0 | 0 | 0 | 0 | 0 | 0 | 0 | 0 | 0 | 0 | #DIV/0! | #DIV/0! | #DIV/0! | #DIV/0! | #DIV/0! | #DIV/0! | #DIV/0! | #DIV/0! | #DIV/0! | 0 | #DIV/0! | 0 | #DIV/0! | 0 | 0 | #DIV/0!
0% | 0% | 0% | 2017 | 8 | [10 empty] | 0 | 0 | 0 | 0 | 0 | 0 | 0 | 0 | 0 | [64 empty] | 0 | 0 | 0 | 0 | 0 | 0 | 0 | 0 | 0 | 0 | #DIV/0! | #DIV/0! | #DIV/0! | #DIV/0! | #DIV/0! | #DIV/0! | #DIV/0! | #DIV/0! | #DIV/0! | [9 empty] | 0 | 0 | 0 | 0 | 0 | 0 | 0 | 0 | 0 | 0 | 0 | #DIV/0! | #DIV/0! | #DIV/0! | #DIV/0! | #DIV/0! | #DIV/0! | #DIV/0! | #DIV/0! | #DIV/0! | 0 | #DIV/0! | 0 | #DIV/0! | 0 | 0 | #DIV/0!
0% | 0% | 0% | 2017 | 9 | [10 empty] | 0 | 0 | 0 | 0 | 0 | 0 | 0 | 0 | 0 | [64 empty] | 0 | 0 | 0 | 0 | 0 | 0 | 0 | 0 | 0 | 0 | #DIV/0! | #DIV/0! | #DIV/0! | #DIV/0! | #DIV/0! | #DIV/0! | #DIV/0! | #DIV/0! | #DIV/0! | [9 empty] | 0 | 0 | 0 | 0 | 0 | 0 | 0 | 0 | 0 | 0 | 0 | #DIV/0! | #DIV/0! | #DIV/0! | #DIV/0! | #DIV/0! | #DIV/0! | #DIV/0! | #DIV/0! | #DIV/0! | 0 | #DIV/0! | 0 | #DIV/0! | 0 | 0 | #DIV/0!
0% | 0% | 0% | 2017 | 10 | [10 empty] | 0 | 0 | 0 | 0 | 0 | 0 | 0 | 0 | 0 | [64 empty] | 0 | 0 | 0 | 0 | 0 | 0 | 0 | 0 | 0 | 0 | #DIV/0! | #DIV/0! | #DIV/0! | #DIV/0! | #DIV/0! | #DIV/0! | #DIV/0! | #DIV/0! | #DIV/0! | [9 empty] | 0 | 0 | 0 | 0 | 0 | 0 | 0 | 0 | 0 | 0 | 0 | #DIV/0! | #DIV/0! | #DIV/0! | #DIV/0! | #DIV/0! | #DIV/0! | #DIV/0! | #DIV/0! | #DIV/0! | 0 | #DIV/0! | 0 | #DIV/0! | 0 | 0 | #DIV/0!
0% | 0% | 0% | 2017 | 11 | [10 empty] | 0 | 0 | 0 | 0 | 0 | 0 | 0 | 0 | 0 | [64 empty] | 0 | 0 | 0 | 0 | 0 | 0 | 0 | 0 | 0 | 0 | #DIV/0! | #DIV/0! | #DIV/0! | #DIV/0! | #DIV/0! | #DIV/0! | #DIV/0! | #DIV/0! | #DIV/0! | [9 empty] | 0 | 0 | 0 | 0 | 0 | 0 | 0 | 0 | 0 | 0 | 0 | #DIV/0! | #DIV/0! | #DIV/0! | #DIV/0! | #DIV/0! | #DIV/0! | #DIV/0! | #DIV/0! | #DIV/0! | 0 | #DIV/0! | 0 | #DIV/0! | 0 | 0 | #DIV/0!
0% | 0% | 0% | 2017 | 12 | [10 empty] | 0 | 0 | 0 | 0 | 0 | 0 | 0 | 0 | 0 | [64 empty] | 0 | 0 | 0 | 0 | 0 | 0 | 0 | 0 | 0 | 0 | #DIV/0! | #DIV/0! | #DIV/0! | #DIV/0! | #DIV/0! | #DIV/0! | #DIV/0! | #DIV/0! | #DIV/0! | [9 empty] | 0 | 0 | 0 | 0 | 0 | 0 | 0 | 0 | 0 | 0 | 0 | #DIV/0! | #DIV/0! | #DIV/0! | #DIV/0! | #DIV/0! | #DIV/0! | #DIV/0! | #DIV/0! | #DIV/0! | 0 | #DIV/0! | 0 | #DIV/0! | 0 | 0 | #DIV/0!
0% | 0% | 0% | 2018 | 1 | 744 |  |  |  | 0 | 0 | 0 |  |  |  | 0 | 0 | 0 | 0 | 0 | 0 | 0 | 0 | 0 | [18 empty] | 8432 |  |  |  | 67.536 | 3323.051 | 2.8212 | 6.884 | 1218.1225 | 686.235 | 1527.9 | 1929.05 | [13 empty] | 1984 | 84.8837 | 110.9034 | 401.2996 | [6 empty] | 7254 | 3720 | 7440 | [7 empty] | 1929.05 | 38188.6865 | -38188.6865 | -38188.6865 | -38188.6865 | -38188.6865 | -38188.6865 | -38188.6865 | -38188.6865 | -38188.6865 | -38188.6865 | #DIV/0! | #DIV/0! | #DIV/0! | #DIV/0! | #DIV/0! | #DIV/0! | #DIV/0! | #DIV/0! | #DIV/0! | [9 empty] | 0 | 38188.6865 | -38188.6865 | -38188.6865 | -38188.6865 | -38188.6865 | -38188.6865 | -38188.6865 | -38188.6865 | -38188.6865 | -38188.6865 | #DIV/0! | #DIV/0! | #DIV/0! | #DIV/0! | #DIV/0! | #DIV/0! | #DIV/0! | #DIV/0! | #DIV/0! | 27018.9812 | #DIV/0! | 19764.9812 | #DIV/0! | 597.0867 | 597.0867 | #DIV/0!
0% | 0% | 0% | 2018 | 2 | 672 |  |  |  | 0 | 0 | 0 |  |  |  | 0 | 0 | 0 | 0 | 0 | 0 | 0 | 0 | 0 | [18 empty] | 7616 |  |  |  | 55.246 | 2930.006 | 2.5567 | 4.894 | 1147.0238 | 489.8371 | 2034.62 | 2165.7495 | [13 empty] | 1792 | 105.603 | 137.9738 | 499.2528 | [6 empty] | 6552 | 3360 | 6720 | [7 empty] | 2165.7495 | 35612.7626 | -35612.7626 | -35612.7626 | -35612.7626 | -35612.7626 | -35612.7626 | -35612.7626 | -35612.7626 | -35612.7626 | -35612.7626 | #DIV/0! | #DIV/0! | #DIV/0! | #DIV/0! | #DIV/0! | #DIV/0! | #DIV/0! | #DIV/0! | #DIV/0! | [9 empty] | 0 | 35612.7626 | -35612.7626 | -35612.7626 | -35612.7626 | -35612.7626 | -35612.7626 | -35612.7626 | -35612.7626 | -35612.7626 | -35612.7626 | #DIV/0! | #DIV/0! | #DIV/0! | #DIV/0! | #DIV/0! | #DIV/0! | #DIV/0! | #DIV/0! | #DIV/0! | 25525.3119 | #DIV/0! | 18973.3119 | #DIV/0! | 742.8296 | 742.8296 | #DIV/0!
0% | 0% | 0% | 2018 | 3 | 743 |  |  |  | 0 | 0 | 0 |  |  |  | 0 | 0 | 0 | 0 | 0 | 0 | 0 | 0 | 0 | [18 empty] | 8432 |  |  |  | 63.908 | 3544.139 | 3.5509 | 6.2365 | 1229.6621 | 941.7594 | 2161.078 | 2850.585 | [13 empty] | 1984 | 146.9732 | 192.0252 | 694.8359 | [6 empty] | 7244.25 | 3715 | 7430 | [7 empty] | 2850.585 | 40640.0032 | -40640.0032 | -40640.0032 | -40640.0032 | -40640.0032 | -40640.0032 | -40640.0032 | -40640.0032 | -40640.0032 | -40640.0032 | #DIV/0! | #DIV/0! | #DIV/0! | #DIV/0! | #DIV/0! | #DIV/0! | #DIV/0! | #DIV/0! | #DIV/0! | [9 empty] | 0 | 40640.0032 | -40640.0032 | -40640.0032 | -40640.0032 | -40640.0032 | -40640.0032 | -40640.0032 | -40640.0032 | -40640.0032 | -40640.0032 | #DIV/0! | #DIV/0! | #DIV/0! | #DIV/0! | #DIV/0! | #DIV/0! | #DIV/0! | #DIV/0! | #DIV/0! | 29485.2157 | #DIV/0! | 22240.9657 | #DIV/0! | 1033.8343 | 1033.8343 | #DIV/0!
0% | 0% | 0% | 2018 | 4 | 720 |  |  |  | 0 | 0 | 0 |  |  |  | 0 | 0 | 0 | 0 | 0 | 0 | 0 | 0 | 0 | [18 empty] | 8160 |  |  |  | 86.264 | 3310.201 | 4.5459 | 10.0287 | 1142.2185 | 286.4978 | 1137.768 | 2099.065 | [13 empty] | 1920 | 156.9477 | 205.0573 | 741.992 | [6 empty] | 7020 | 3600 | 3600 | [7 empty] | 2099.065 | 33480.5859 | -33480.5859 | -33480.5859 | -33480.5859 | -33480.5859 | -33480.5859 | -33480.5859 | -33480.5859 | -33480.5859 | -33480.5859 | #DIV/0! | #DIV/0! | #DIV/0! | #DIV/0! | #DIV/0! | #DIV/0! | #DIV/0! | #DIV/0! | #DIV/0! | [9 empty] | 0 | 33480.5859 | -33480.5859 | -33480.5859 | -33480.5859 | -33480.5859 | -33480.5859 | -33480.5859 | -33480.5859 | -33480.5859 | -33480.5859 | #DIV/0! | #DIV/0! | #DIV/0! | #DIV/0! | #DIV/0! | #DIV/0! | #DIV/0! | #DIV/0! | #DIV/0! | 26266.0113 | #DIV/0! | 19246.0113 | #DIV/0! | 1103.997 | 1103.997 | #DIV/0!
0% | 0% | 0% | 2018 | 5 | 744 |  |  |  | 0 | 0 | 0 |  |  |  | 0 | 0 | 0 | 0 | 0 | 0 | 0 | 0 | 0 | [18 empty] | 8432 |  |  |  | 92.233 | 3814.753 | 3.5685 | 10.4278 | 624.0203 | 289.0618 | 1847.512 | 2300.555 | [13 empty] | 1984 | 180.749 | 236.1545 | 854.5159 | [6 empty] | 7254 | 3720 | 3720 | [7 empty] | 2300.555 | 35363.5509 | -35363.5509 | -35363.5509 | -35363.5509 | -35363.5509 | -35363.5509 | -35363.5509 | -35363.5509 | -35363.5509 | -35363.5509 | #DIV/0! | #DIV/0! | #DIV/0! | #DIV/0! | #DIV/0! | #DIV/0! | #DIV/0! | #DIV/0! | #DIV/0! | [9 empty] | 0 | 35363.5509 | -35363.5509 | -35363.5509 | -35363.5509 | -35363.5509 | -35363.5509 | -35363.5509 | -35363.5509 | -35363.5509 | -35363.5509 | #DIV/0! | #DIV/0! | #DIV/0! | #DIV/0! | #DIV/0! | #DIV/0! | #DIV/0! | #DIV/0! | #DIV/0! | 27909.5546 | #DIV/0! | 20655.5546 | #DIV/0! | 1271.4194 | 1271.4194 | #DIV/0!
0% | 0% | 0% | 2018 | 6 | 720 |  |  |  | 0 | 0 | 0 |  |  |  | 0 | 0 | 0 | 0 | 0 | 0 | 0 | 0 | 0 | [18 empty] | 8160 |  |  |  | 94.34 | 3409.03 | 3.1105 | 7.0216 | 1148.9604 | 226.5736 | 1412.659 | 1193.05 | [13 empty] | 1920 | 175.7348 | 229.6033 | 830.8107 | [6 empty] | 7020 | 3600 | 3600 | [7 empty] | 1193.05 | 33030.8938 | -33030.8938 | -33030.8938 | -33030.8938 | -33030.8938 | -33030.8938 | -33030.8938 | -33030.8938 | -33030.8938 | -33030.8938 | #DIV/0! | #DIV/0! | #DIV/0! | #DIV/0! | #DIV/0! | #DIV/0! | #DIV/0! | #DIV/0! | #DIV/0! | [9 empty] | 0 | 33030.8938 | -33030.8938 | -33030.8938 | -33030.8938 | -33030.8938 | -33030.8938 | -33030.8938 | -33030.8938 | -33030.8938 | -33030.8938 | #DIV/0! | #DIV/0! | #DIV/0! | #DIV/0! | #DIV/0! | #DIV/0! | #DIV/0! | #DIV/0! | #DIV/0! | 25820.7618 | #DIV/0! | 18800.7618 | #DIV/0! | 1236.1488 | 1236.1488 | #DIV/0!
0% | 0% | 0% | 2018 | 7 | 744 |  |  |  | 0 | 0 | 0 |  |  |  | 0 | 0 | 0 | 0 | 0 | 0 | 0 | 0 | 0 | [18 empty] | 8432 |  |  |  | 79.826 | 3438.35 | 2.293 | 4.9976 | 1174.7963 | 183.8936 | 1588.358 | 1116.2075 | [13 empty] | 1984 | 177.7657 | 232.2567 | 840.4118 | [6 empty] | 7254 | 3720 | 3720 | [7 empty] | 1116.2075 | 33949.1563 | -33949.1563 | -33949.1563 | -33949.1563 | -33949.1563 | -33949.1563 | -33949.1563 | -33949.1563 | -33949.1563 | -33949.1563 | #DIV/0! | #DIV/0! | #DIV/0! | #DIV/0! | #DIV/0! | #DIV/0! | #DIV/0! | #DIV/0! | #DIV/0! | [9 empty] | 0 | 33949.1563 | -33949.1563 | -33949.1563 | -33949.1563 | -33949.1563 | -33949.1563 | -33949.1563 | -33949.1563 | -33949.1563 | -33949.1563 | #DIV/0! | #DIV/0! | #DIV/0! | #DIV/0! | #DIV/0! | #DIV/0! | #DIV/0! | #DIV/0! | #DIV/0! | 26501.8656 | #DIV/0! | 19247.8656 | #DIV/0! | 1250.4342 | 1250.4342 | #DIV/0!
0% | 0% | 0% | 2018 | 8 | 744 |  |  |  | 0 | 0 | 0 |  |  |  | 0 | 0 | 0 | 0 | 0 | 0 | 0 | 0 | 0 | [18 empty] | 8432 |  |  |  | 76.871 | 3328.499 | 1.7136 | 3.7767 | 1072.7943 | 139.8019 | 1592.443 | 1158.0525 | [13 empty] | 1984 | 168.7135 | 220.4297 | 797.6164 | [6 empty] | 7254 | 3720 | 3720 | [7 empty] | 1158.0525 | 33670.7116 | -33670.7116 | -33670.7116 | -33670.7116 | -33670.7116 | -33670.7116 | -33670.7116 | -33670.7116 | -33670.7116 | -33670.7116 | #DIV/0! | #DIV/0! | #DIV/0! | #DIV/0! | #DIV/0! | #DIV/0! | #DIV/0! | #DIV/0! | #DIV/0! | [9 empty] | 0 | 33670.7116 | -33670.7116 | -33670.7116 | -33670.7116 | -33670.7116 | -33670.7116 | -33670.7116 | -33670.7116 | -33670.7116 | -33670.7116 | #DIV/0! | #DIV/0! | #DIV/0! | #DIV/0! | #DIV/0! | #DIV/0! | #DIV/0! | #DIV/0! | #DIV/0! | 26225.2213 | #DIV/0! | 18971.2213 | #DIV/0! | 1186.7596 | 1186.7596 | #DIV/0!
0% | 0% | 0% | 2018 | 9 | 720 |  |  |  | 0 | 0 | 0 |  |  |  | 0 | 0 | 0 | 0 | 0 | 0 | 0 | 0 | 0 | [18 empty] | 8160 |  |  |  | 74.325 | 2976.76 | 1.4984 | 2.338 | 1192.5367 | 111.7019 | 1417.477 | 1118.381 | [13 empty] | 1920 | 134.7042 | 175.9954 | 636.8327 | [6 empty] | 7020 | 3600 | 3600 | [7 empty] | 1118.381 | 32142.5503 | -32142.5503 | -32142.5503 | -32142.5503 | -32142.5503 | -32142.5503 | -32142.5503 | -32142.5503 | -32142.5503 | -32142.5503 | #DIV/0! | #DIV/0! | #DIV/0! | #DIV/0! | #DIV/0! | #DIV/0! | #DIV/0! | #DIV/0! | #DIV/0! | [9 empty] | 0 | 32142.5503 | -32142.5503 | -32142.5503 | -32142.5503 | -32142.5503 | -32142.5503 | -32142.5503 | -32142.5503 | -32142.5503 | -32142.5503 | #DIV/0! | #DIV/0! | #DIV/0! | #DIV/0! | #DIV/0! | #DIV/0! | #DIV/0! | #DIV/0! | #DIV/0! | 24938.7139 | #DIV/0! | 17918.7139 | #DIV/0! | 947.5322 | 947.5322 | #DIV/0!
0% | 0% | 0% | 2018 | 10 | 744 |  |  |  | 0 | 0 | 0 |  |  |  | 0 | 0 | 0 | 0 | 0 | 0 | 0 | 0 | 0 | [18 empty] | 8432 |  |  |  | 77.719 | 3141.189 | 2.089 | 7.0018 | 1242.5172 | 178.9477 | 1677.553 | 2065.995 | [13 empty] | 1984 | 106.2817 | 138.8605 | 502.4615 | [6 empty] | 0 | 3720 | 3720 | [7 empty] | 2065.995 | 26996.6154 | -26996.6154 | -26996.6154 | -26996.6154 | -26996.6154 | -26996.6154 | -26996.6154 | -26996.6154 | -26996.6154 | -26996.6154 | #DIV/0! | #DIV/0! | #DIV/0! | #DIV/0! | #DIV/0! | #DIV/0! | #DIV/0! | #DIV/0! | #DIV/0! | [9 empty] | 0 | 26996.6154 | -26996.6154 | -26996.6154 | -26996.6154 | -26996.6154 | -26996.6154 | -26996.6154 | -26996.6154 | -26996.6154 | -26996.6154 | #DIV/0! | #DIV/0! | #DIV/0! | #DIV/0! | #DIV/0! | #DIV/0! | #DIV/0! | #DIV/0! | #DIV/0! | 19547.5247 | #DIV/0! | 19547.5247 | #DIV/0! | 747.6038 | 747.6038 | #DIV/0!
0% | 0% | 0% | 2018 | 11 | 721 |  |  |  | 0 | 0 | 0 |  |  |  | 0 | 0 | 0 | 0 | 0 | 0 | 0 | 0 | 0 | [18 empty] | 8160 |  |  |  | 69.526 | 3273.921 | 2.731 | 9.1307 | 1175.4324 | 233.106 | 1307.199 | 1501.565 | [13 empty] | 1920 | 65.51 | 85.5909 | 309.7074 | [6 empty] | 7029.75 | 3605 | 3605 | [7 empty] | 1501.565 | 32353.1693 | -32353.1693 | -32353.1693 | -32353.1693 | -32353.1693 | -32353.1693 | -32353.1693 | -32353.1693 | -32353.1693 | -32353.1693 | #DIV/0! | #DIV/0! | #DIV/0! | #DIV/0! | #DIV/0! | #DIV/0! | #DIV/0! | #DIV/0! | #DIV/0! | [9 empty] | 0 | 32353.1693 | -32353.1693 | -32353.1693 | -32353.1693 | -32353.1693 | -32353.1693 | -32353.1693 | -32353.1693 | -32353.1693 | -32353.1693 | #DIV/0! | #DIV/0! | #DIV/0! | #DIV/0! | #DIV/0! | #DIV/0! | #DIV/0! | #DIV/0! | #DIV/0! | 25131.3076 | #DIV/0! | 18101.5576 | #DIV/0! | 460.8082 | 460.8082 | #DIV/0!
0% | 0% | 0% | 2018 | 12 | 744 |  |  |  | 0 | 0 | 0 |  |  |  | 0 | 0 | 0 | 0 | 0 | 0 | 0 | 0 | 0 | [18 empty] | 8432 |  |  |  | 68.004 | 3522.347 | 3.6838 | 7.6325 | 1240.498 | 256.7115 | 1488.929 | 2709.655 | [13 empty] | 1984 | 59.6889 | 77.5956 | 282.1876 | [6 empty] | 7254 | 3720 | 3720 | [7 empty] | 2709.655 | 34826.9329 | -34826.9329 | -34826.9329 | -34826.9329 | -34826.9329 | -34826.9329 | -34826.9329 | -34826.9329 | -34826.9329 | -34826.9329 | #DIV/0! | #DIV/0! | #DIV/0! | #DIV/0! | #DIV/0! | #DIV/0! | #DIV/0! | #DIV/0! | #DIV/0! | [9 empty] | 0 | 34826.9329 | -34826.9329 | -34826.9329 | -34826.9329 | -34826.9329 | -34826.9329 | -34826.9329 | -34826.9329 | -34826.9329 | -34826.9329 | #DIV/0! | #DIV/0! | #DIV/0! | #DIV/0! | #DIV/0! | #DIV/0! | #DIV/0! | #DIV/0! | #DIV/0! | 27375.6166 | #DIV/0! | 20121.6166 | #DIV/0! | 419.4721 | 419.4721 | #DIV/0!
0% | 0% | 0% | 2019 | 1 | 744 |  |  |  | 0 | 0 | 0 |  |  |  | 0 | 0 | 0 | 0 | 0 | 0 | 0 | 0 | 0 |  |  |  | 0 | 0 | 0 | 0 | 0 | 0 |  | 0 | 0 | 0 | [5 empty] | 8432 |  |  |  | 77.017 | 3714.115 | 2.9271 | 7.0816 | 1241.8319 | 219.4494 | 2111.6182 | 2270.623 | [13 empty] | 1984 | 84.4593 | 110.3489 | 399.2931 |  |  | 0 | 0 | 0 |  | 7254 | 3720 | 3720 |  | 0 | [5 empty] | 2270.623 | 35348.7645 | -35348.7645 | -35348.7645 | -35348.7645 | -35348.7645 | -35348.7645 | -35348.7645 | -35348.7645 | -35348.7645 | -35348.7645 | #DIV/0! | #DIV/0! | #DIV/0! | #DIV/0! | #DIV/0! | #DIV/0! | #DIV/0! | #DIV/0! | #DIV/0! | [9 empty] | 0 | 35348.7645 | -35348.7645 | -35348.7645 | -35348.7645 | -35348.7645 | -35348.7645 | -35348.7645 | -35348.7645 | -35348.7645 | -35348.7645 | #DIV/0! | #DIV/0! | #DIV/0! | #DIV/0! | #DIV/0! | #DIV/0! | #DIV/0! | #DIV/0! | #DIV/0! | 27898.7558 | #DIV/0! | 20644.7558 | #DIV/0! | 594.1013 | 594.1013 | #DIV/0! | 32.53% | 0
0% | 0% | 0% | 2019 | 2 | 672 |  |  |  | 0 | 0 | 0 |  |  |  | 0 | 0 | 0 | 0 | 0 | 0 | 0 | 0 | 0 |  |  |  | 0 | 0 | 0 | 0 | 0 | 0 |  | 0 | 0 | 0 | [5 empty] | 7616 |  |  |  | 85.795 | 3394.766 | 2.6774 | 5.2182 | 1169.937 | 172.3928 | 1902.0489 | 2314.72 | [13 empty] | 1792 | 105.075 | 137.2839 | 496.7565 |  |  | 0 | 0 | 0 |  | 6552 | 3360 | 3360 |  | 5.8362 | [5 empty] | 2314.72 | 32472.5069 | -32472.5069 | -32472.5069 | -32472.5069 | -32472.5069 | -32472.5069 | -32472.5069 | -32472.5069 | -32472.5069 | -32472.5069 | #DIV/0! | #DIV/0! | #DIV/0! | #DIV/0! | #DIV/0! | #DIV/0! | #DIV/0! | #DIV/0! | #DIV/0! | [9 empty] | 0 | 32472.5069 | -32472.5069 | -32472.5069 | -32472.5069 | -32472.5069 | -32472.5069 | -32472.5069 | -32472.5069 | -32472.5069 | -32472.5069 | #DIV/0! | #DIV/0! | #DIV/0! | #DIV/0! | #DIV/0! | #DIV/0! | #DIV/0! | #DIV/0! | #DIV/0! | 25738.7751 | #DIV/0! | 19186.7751 | #DIV/0! | 739.1154 | 739.1154 | #DIV/0! | 31.26% | 0
0% | 0% | 0% | 2019 | 3 | 743 |  |  |  | 0 | 0 | 0 |  |  |  | 0 | 0 | 0 | 0 | 0 | 0 | 0 | 0 | 0 |  |  |  | 0 | 0 | 0 | 0 | 0 | 0 |  | 0 | 0 | 0 | [5 empty] | 8432 |  |  |  | 84.508 | 2974.458 | 3.6919 | 6.4587 | 1250.309 | 220.9096 | 1510.1699 | 2000.015 | [13 empty] | 1984 | 146.2383 | 191.0651 | 691.3617 |  |  | 0 | 0 | 0 |  | 7244.25 | 3715 | 3715 |  | 12.8403 | [5 empty] | 2000.015 | 34182.2755 | -34182.2755 | -34182.2755 | -34182.2755 | -34182.2755 | -34182.2755 | -34182.2755 | -34182.2755 | -34182.2755 | -34182.2755 | #DIV/0! | #DIV/0! | #DIV/0! | #DIV/0! | #DIV/0! | #DIV/0! | #DIV/0! | #DIV/0! | #DIV/0! | [9 empty] | 0 | 34182.2755 | -34182.2755 | -34182.2755 | -34182.2755 | -34182.2755 | -34182.2755 | -34182.2755 | -34182.2755 | -34182.2755 | -34182.2755 | #DIV/0! | #DIV/0! | #DIV/0! | #DIV/0! | #DIV/0! | #DIV/0! | #DIV/0! | #DIV/0! | #DIV/0! | 26729.2847 | #DIV/0! | 19485.0347 | #DIV/0! | 1028.6651 | 1028.6651 | #DIV/0! | 32.86% | 0
0% | 0% | 0% | 2019 | 4 | 720 |  |  |  | 0 | 0 | 0 |  |  |  | 0 | 0 | 0 | 0 | 0 | 0 | 0 | 0 | 0 |  |  |  | 0 | 0 | 0 | 0 | 0 | 0 |  | 0 | 0 | 0 | [5 empty] | 8160 |  |  |  | 62.503 | 2686.184 | 4.4117 | 10.088 | 1119.0641 | 233.2583 | 1381.124 | 1791.183 | [13 empty] | 1920 | 156.163 | 204.032 | 738.282 |  |  | 0 | 0 | 0 |  | 7020 | 3600 | 3600 |  | 4.0322 | [5 empty] | 1791.183 | 32690.3253 | -32690.3253 | -32690.3253 | -32690.3253 | -32690.3253 | -32690.3253 | -32690.3253 | -32690.3253 | -32690.3253 | -32690.3253 | #DIV/0! | #DIV/0! | #DIV/0! | #DIV/0! | #DIV/0! | #DIV/0! | #DIV/0! | #DIV/0! | #DIV/0! | [9 empty] | 0 | 32690.3253 | -32690.3253 | -32690.3253 | -32690.3253 | -32690.3253 | -32690.3253 | -32690.3253 | -32690.3253 | -32690.3253 | -32690.3253 | #DIV/0! | #DIV/0! | #DIV/0! | #DIV/0! | #DIV/0! | #DIV/0! | #DIV/0! | #DIV/0! | #DIV/0! | 25471.7934 | #DIV/0! | 18451.7934 | #DIV/0! | 1098.477 | 1098.477 | #DIV/0! | 35.35% | 0
0% | 0% | 0% | 2019 | 5 | 744 |  |  |  | 0 | 0 | 0 |  |  |  | 0 | 0 | 0 | 0 | 0 | 0 | 0 | 0 | 0 |  |  |  | 0 | 0 | 0 | 0 | 0 | 0 |  | 0 | 0 | 0 | [5 empty] | 8432 |  |  |  | 71.867 | 2913.365 | 3.5896 | 10.5046 | 654.8937 | 240.3133 | 2152.757 | 1874.778 | [13 empty] | 1984 | 179.8453 | 234.9737 | 850.2433 |  |  | 0 | 0 | 0 |  | 7254 | 3720 | 3720 |  | 7.4187 | [5 empty] | 1874.778 | 34304.5492 | -34304.5492 | -34304.5492 | -34304.5492 | -34304.5492 | -34304.5492 | -34304.5492 | -34304.5492 | -34304.5492 | -34304.5492 | #DIV/0! | #DIV/0! | #DIV/0! | #DIV/0! | #DIV/0! | #DIV/0! | #DIV/0! | #DIV/0! | #DIV/0! | [9 empty] | 0 | 34304.5492 | -34304.5492 | -34304.5492 | -34304.5492 | -34304.5492 | -34304.5492 | -34304.5492 | -34304.5492 | -34304.5492 | -34304.5492 | #DIV/0! | #DIV/0! | #DIV/0! | #DIV/0! | #DIV/0! | #DIV/0! | #DIV/0! | #DIV/0! | #DIV/0! | 26843.0363 | #DIV/0! | 19589.0363 | #DIV/0! | 1265.0623 | 1265.0623 | #DIV/0! | 28.87% | 0
0% | 0% | 0% | 2019 | 6 | 720 |  |  |  | 0 | 0 | 0 |  |  |  | 0 | 0 | 0 | 0 | 0 | 0 | 0 | 0 | 0 |  |  |  | 0 | 0 | 0 | 0 | 0 | 0 |  | 0 | 0 | 0 | [5 empty] | 8160 |  |  |  | 73.271 | 2797.671 | 3.0869 | 6.8705 | 1186.4564 | 190.0681 | 1672.4961 | 1295.435 | [13 empty] | 1920 | 174.8562 | 228.4553 | 826.6566 |  |  | 0 | 0 | 0 |  | 7020 | 3600 | 3600 |  | 8.4088 | [5 empty] | 1295.435 | 32763.732 | -32763.732 | -32763.732 | -32763.732 | -32763.732 | -32763.732 | -32763.732 | -32763.732 | -32763.732 | -32763.732 | #DIV/0! | #DIV/0! | #DIV/0! | #DIV/0! | #DIV/0! | #DIV/0! | #DIV/0! | #DIV/0! | #DIV/0! | [9 empty] | 0 | 32763.732 | -32763.732 | -32763.732 | -32763.732 | -32763.732 | -32763.732 | -32763.732 | -32763.732 | -32763.732 | -32763.732 | #DIV/0! | #DIV/0! | #DIV/0! | #DIV/0! | #DIV/0! | #DIV/0! | #DIV/0! | #DIV/0! | #DIV/0! | 25545.3657 | #DIV/0! | 18525.3657 | #DIV/0! | 1229.9681 | 1229.9681 | #DIV/0! | 24.03% | 0
0% | 0% | 0% | 2019 | 7 | 744 |  |  |  | 0 | 0 | 0 |  |  |  | 0 | 0 | 0 | 0 | 0 | 0 | 0 | 0 | 0 |  |  |  | 0 | 0 | 0 | 0 | 0 | 0 |  | 0 | 0 | 0 | [5 empty] | 8432 |  |  |  | 103.587 | 3707.379 | 2.2491 | 4.829 | 1207.684 | 160.6868 | 1235.394 | 857.31 | [13 empty] | 1984 | 176.8769 | 231.0954 | 836.2097 |  |  | 0 | 0 | 0 |  | 7254 | 3720 | 3720 |  | 1.4636 | [5 empty] | 857.31 | 33634.7646 | -33634.7646 | -33634.7646 | -33634.7646 | -33634.7646 | -33634.7646 | -33634.7646 | -33634.7646 | -33634.7646 | -33634.7646 | #DIV/0! | #DIV/0! | #DIV/0! | #DIV/0! | #DIV/0! | #DIV/0! | #DIV/0! | #DIV/0! | #DIV/0! | [9 empty] | 0 | 33634.7646 | -33634.7646 | -33634.7646 | -33634.7646 | -33634.7646 | -33634.7646 | -33634.7646 | -33634.7646 | -33634.7646 | -33634.7646 | #DIV/0! | #DIV/0! | #DIV/0! | #DIV/0! | #DIV/0! | #DIV/0! | #DIV/0! | #DIV/0! | #DIV/0! | 26186.2229 | #DIV/0! | 18932.2229 | #DIV/0! | 1244.182 | 1244.182 | #DIV/0! | 25.2% | 0
0% | 0% | 0% | 2019 | 8 | 744 |  |  |  | 0 | 0 | 0 |  |  |  | 0 | 0 | 0 | 0 | 0 | 0 | 0 | 0 | 0 |  |  |  | 0 | 0 | 0 | 0 | 0 | 0 |  | 0 | 0 | 0 | [5 empty] | 8432 |  |  |  | 99.373 | 3790.584 | 1.6357 | 3.9786 | 1097.1501 | 127.3276 | 1734.384 | 1215.8625 | [13 empty] | 1984 | 167.8699 | 219.3275 | 793.6283 |  |  | 0 | 0 | 0 |  | 7254 | 3720 | 3720 |  | 1.6092 | [5 empty] | 1215.8625 | 34362.7306 | -34362.7306 | -34362.7306 | -34362.7306 | -34362.7306 | -34362.7306 | -34362.7306 | -34362.7306 | -34362.7306 | -34362.7306 | #DIV/0! | #DIV/0! | #DIV/0! | #DIV/0! | #DIV/0! | #DIV/0! | #DIV/0! | #DIV/0! | #DIV/0! | [9 empty] | 0 | 34362.7306 | -34362.7306 | -34362.7306 | -34362.7306 | -34362.7306 | -34362.7306 | -34362.7306 | -34362.7306 | -34362.7306 | -34362.7306 | #DIV/0! | #DIV/0! | #DIV/0! | #DIV/0! | #DIV/0! | #DIV/0! | #DIV/0! | #DIV/0! | #DIV/0! | 26915.507 | #DIV/0! | 19661.507 | #DIV/0! | 1180.8258 | 1180.8258 | #DIV/0! | 28.52% | 0
0% | 0% | 0% | 2019 | 9 | 720 |  |  |  | 0 | 0 | 0 |  |  |  | 0 | 0 | 0 | 0 | 0 | 0 | 0 | 0 | 0 |  |  |  | 0 | 0 | 0 | 0 | 0 | 0 |  | 0 | 0 | 0 | [5 empty] | 8160 |  |  |  | 110.844 | 3319.089 | 1.4349 | 2.416 | 1034.0553 | 105.7868 | 1091.094 | 907.05 | [13 empty] | 1920 | 134.0306 | 175.1154 | 633.6485 |  |  | 0 | 0 | 0 |  | 7020 | 3600 | 3600 |  | 0.71988 | [5 empty] | 907.05 | 31815.2845 | -31815.2845 | -31815.2845 | -31815.2845 | -31815.2845 | -31815.2845 | -31815.2845 | -31815.2845 | -31815.2845 | -31815.2845 | #DIV/0! | #DIV/0! | #DIV/0! | #DIV/0! | #DIV/0! | #DIV/0! | #DIV/0! | #DIV/0! | #DIV/0! | [9 empty] | 0 | 31815.2845 | -31815.2845 | -31815.2845 | -31815.2845 | -31815.2845 | -31815.2845 | -31815.2845 | -31815.2845 | -31815.2845 | -31815.2845 | #DIV/0! | #DIV/0! | #DIV/0! | #DIV/0! | #DIV/0! | #DIV/0! | #DIV/0! | #DIV/0! | #DIV/0! | 24610.7137 | #DIV/0! | 17590.7137 | #DIV/0! | 942.7946 | 942.7946 | #DIV/0! | 31.86% | 0
0% | 0% | 0% | 2019 | 10 | 744 |  |  |  | 0 | 0 | 0 |  |  |  | 0 | 0 | 0 | 0 | 0 | 0 | 0 | 0 | 0 |  |  |  | 0 | 0 | 0 | 0 | 0 | 0 |  | 0 | 0 | 0 | [5 empty] | 8432 |  |  |  | 100.777 | 3508.083 | 2.1465 | 6.9497 | 1243.7317 | 160.4569 | 2654.806 | 2632.605 | [13 empty] | 1984 | 105.7503 | 138.1662 | 499.9492 |  |  | 0 | 0 | 0 |  | 7254 | 3720 | 3720 |  | 2.4235 | [5 empty] | 2632.605 | 36165.8451 | -36165.8451 | -36165.8451 | -36165.8451 | -36165.8451 | -36165.8451 | -36165.8451 | -36165.8451 | -36165.8451 | -36165.8451 | #DIV/0! | #DIV/0! | #DIV/0! | #DIV/0! | #DIV/0! | #DIV/0! | #DIV/0! | #DIV/0! | #DIV/0! | [9 empty] | 0 | 36165.8451 | -36165.8451 | -36165.8451 | -36165.8451 | -36165.8451 | -36165.8451 | -36165.8451 | -36165.8451 | -36165.8451 | -36165.8451 | #DIV/0! | #DIV/0! | #DIV/0! | #DIV/0! | #DIV/0! | #DIV/0! | #DIV/0! | #DIV/0! | #DIV/0! | 28714.3254 | #DIV/0! | 21460.3254 | #DIV/0! | 743.8658 | 743.8658 | #DIV/0! | 35.74% | 0
0% | 0% | 0% | 2019 | 11 | 721 |  |  |  | 0 | 0 | 0 |  |  |  | 0 | 0 | 0 | 0 | 0 | 0 | 0 | 0 | 0 |  |  |  | 0 | 0 | 0 | 0 | 0 | 0 |  | 0 | 0 | 0 | [5 empty] | 8160 |  |  |  | 88.956 | 3546.912 | 2.8365 | 9.199 | 1175.4324 | 199.8983 | 2318.74 | 2771.13 | [13 empty] | 1920 | 65.1824 | 85.1629 | 308.1588 |  |  | 0 | 0 | 0 |  | 7029.75 | 3605 | 3605 |  | 0.95928 | [5 empty] | 2771.13 | 34892.3177 | -34892.3177 | -34892.3177 | -34892.3177 | -34892.3177 | -34892.3177 | -34892.3177 | -34892.3177 | -34892.3177 | -34892.3177 | #DIV/0! | #DIV/0! | #DIV/0! | #DIV/0! | #DIV/0! | #DIV/0! | #DIV/0! | #DIV/0! | #DIV/0! | [9 empty] | 0 | 34892.3177 | -34892.3177 | -34892.3177 | -34892.3177 | -34892.3177 | -34892.3177 | -34892.3177 | -34892.3177 | -34892.3177 | -34892.3177 | #DIV/0! | #DIV/0! | #DIV/0! | #DIV/0! | #DIV/0! | #DIV/0! | #DIV/0! | #DIV/0! | #DIV/0! | 27669.3229 | #DIV/0! | 20639.5729 | #DIV/0! | 458.5042 | 458.5042 | #DIV/0! | 40.51% | 0
0% | 0% | 0% | 2019 | 12 | 744 |  |  |  | 0 | 0 | 0 |  |  |  | 0 | 0 | 0 | 0 | 0 | 0 | 0 | 0 | 0 |  |  |  | 0 | 0 | 0 | 0 | 0 | 0 |  | 0 | 0 | 0 | [5 empty] | 8432 |  |  |  | 91.706 | 3628.533 | 3.733 | 7.773 | 1240.498 | 222.5936 | 2088.186 | 1939.89 | [13 empty] | 1984 | 59.3905 | 77.2076 | 280.7766 | 104.2784 | 110.3065 | 0 | 0 | 0 |  | 7254 | 3720 | 3720 |  | 2.9083 | [5 empty] | 1939.89 | 34967.7807 | -34967.7807 | -34967.7807 | -34967.7807 | -34967.7807 | -34967.7807 | -34967.7807 | -34967.7807 | -34967.7807 | -34967.7807 | #DIV/0! | #DIV/0! | #DIV/0! | #DIV/0! | #DIV/0! | #DIV/0! | #DIV/0! | #DIV/0! | #DIV/0! | [9 empty] | 0 | 34967.7807 | -34967.7807 | -34967.7807 | -34967.7807 | -34967.7807 | -34967.7807 | -34967.7807 | -34967.7807 | -34967.7807 | -34967.7807 | #DIV/0! | #DIV/0! | #DIV/0! | #DIV/0! | #DIV/0! | #DIV/0! | #DIV/0! | #DIV/0! | #DIV/0! | 27513.3663 | #DIV/0! | 20259.3663 | #DIV/0! | 631.9596 | 631.9596 | #DIV/0! | 32.95% | 0
0% | 0% | 0% | 2020 | 1 | 744 |  |  |  | 0 | 0 | 0 |  |  |  | 0 | 0 | 0 | 0 | 0 | 0 | 0 | 0 | 0 |  |  |  | 0 | 0 | 0 | 0 | 0 | 0 |  | 0 | 0 | 0 | [5 empty] | 8432 |  |  |  | 77.017 | 3714.115 | 2.9271 | 7.0816 | 1241.8319 | 208.0345 | 2111.6182 | 2270.623 | [13 empty] | 1984 | 84.037 | 109.7971 | 397.2966 | 135.1476 | 153.6971 | 0 | 0 | 0 |  | 7254 | 3720 | 3720 |  | 0 | [5 empty] | 2270.623 | 35623.2238 | -35623.2238 | -35623.2238 | -35623.2238 | -35623.2238 | -35623.2238 | -35623.2238 | -35623.2238 | -35623.2238 | -35623.2238 | #DIV/0! | #DIV/0! | #DIV/0! | #DIV/0! | #DIV/0! | #DIV/0! | #DIV/0! | #DIV/0! | #DIV/0! | [9 empty] | 0 | 35623.2238 | -35623.2238 | -35623.2238 | -35623.2238 | -35623.2238 | -35623.2238 | -35623.2238 | -35623.2238 | -35623.2238 | -35623.2238 | #DIV/0! | #DIV/0! | #DIV/0! | #DIV/0! | #DIV/0! | #DIV/0! | #DIV/0! | #DIV/0! | #DIV/0! | 28173.2151 | #DIV/0! | 20919.2151 | #DIV/0! | 879.9754 | 879.9754 | #DIV/0! | 32.53% | 0
0% | 0% | 0% | 2020 | 2 | 696 |  |  |  | 0 | 0 | 0 |  |  |  | 0 | 0 | 0 | 0 | 0 | 0 | 0 | 0 | 0 |  |  |  | 0 | 0 | 0 | 0 | 0 | 0 |  | 0 | 0 | 0 | [5 empty] | 7888 |  |  |  | 85.795 | 3394.766 | 2.6774 | 5.2182 | 1169.937 | 172.3928 | 1902.0489 | 2314.72 | [13 empty] | 1856 | 104.5496 | 136.5975 | 494.2727 | 173.3443 | 186.0674 | 0 | 0 | 0 |  | 6786 | 3480 | 3480 |  | 5.8362 | [5 empty] | 2314.72 | 33638.2231 | -33638.2231 | -33638.2231 | -33638.2231 | -33638.2231 | -33638.2231 | -33638.2231 | -33638.2231 | -33638.2231 | -33638.2231 | #DIV/0! | #DIV/0! | #DIV/0! | #DIV/0! | #DIV/0! | #DIV/0! | #DIV/0! | #DIV/0! | #DIV/0! | [9 empty] | 0 | 33638.2231 | -33638.2231 | -33638.2231 | -33638.2231 | -33638.2231 | -33638.2231 | -33638.2231 | -33638.2231 | -33638.2231 | -33638.2231 | #DIV/0! | #DIV/0! | #DIV/0! | #DIV/0! | #DIV/0! | #DIV/0! | #DIV/0! | #DIV/0! | #DIV/0! | 26664.4912 | #DIV/0! | 19878.4912 | #DIV/0! | 1094.8316 | 1094.8316 | #DIV/0! | 31.26% | 0
0% | 0% | 0% | 2020 | 3 | 743 |  |  |  | 0 | 0 | 0 |  |  |  | 0 | 0 | 0 | 0 | 0 | 0 | 0 | 0 | 0 |  |  |  | 0 | 0 | 0 | 0 | 0 | 0 |  | 0 | 0 | 0 | [5 empty] | 8432 |  |  |  | 84.508 | 2974.458 | 3.6919 | 6.4587 | 1250.309 | 220.9096 | 1510.1699 | 2000.015 | [13 empty] | 1984 | 145.5071 | 190.1098 | 687.9049 | 229.4171 | 265.2707 | 0 | 0 | 0 |  | 7244.25 | 3715 | 3715 |  | 12.8403 | [5 empty] | 2000.015 | 34671.8199 | -34671.8199 | -34671.8199 | -34671.8199 | -34671.8199 | -34671.8199 | -34671.8199 | -34671.8199 | -34671.8199 | -34671.8199 | #DIV/0! | #DIV/0! | #DIV/0! | #DIV/0! | #DIV/0! | #DIV/0! | #DIV/0! | #DIV/0! | #DIV/0! | [9 empty] | 0 | 34671.8199 | -34671.8199 | -34671.8199 | -34671.8199 | -34671.8199 | -34671.8199 | -34671.8199 | -34671.8199 | -34671.8199 | -34671.8199 | #DIV/0! | #DIV/0! | #DIV/0! | #DIV/0! | #DIV/0! | #DIV/0! | #DIV/0! | #DIV/0! | #DIV/0! | 27218.8291 | #DIV/0! | 19974.5791 | #DIV/0! | 1518.2095 | 1518.2095 | #DIV/0! | 32.86% | 0
0% | 0% | 0% | 2020 | 4 | 720 |  |  |  | 0 | 0 | 0 |  |  |  | 0 | 0 | 0 | 0 | 0 | 0 | 0 | 0 | 0 |  |  |  | 0 | 0 | 0 | 0 | 0 | 0 |  | 0 | 0 | 0 | [5 empty] | 8160 |  |  |  | 62.503 | 2686.184 | 4.4117 | 10.088 | 1119.0641 | 224.3544 | 1381.124 | 1791.183 | [13 empty] | 1920 | 155.3822 | 203.0119 | 734.5906 | 254.0304 | 271.4065 | 0 | 0 | 0 |  | 0 | 3600 | 3600 |  | 4.0322 | [5 empty] | 1791.183 | 26181.3659 | -26181.3659 | -26181.3659 | -26181.3659 | -26181.3659 | -26181.3659 | -26181.3659 | -26181.3659 | -26181.3659 | -26181.3659 | #DIV/0! | #DIV/0! | #DIV/0! | #DIV/0! | #DIV/0! | #DIV/0! | #DIV/0! | #DIV/0! | #DIV/0! | [9 empty] | 0 | 26181.3659 | -26181.3659 | -26181.3659 | -26181.3659 | -26181.3659 | -26181.3659 | -26181.3659 | -26181.3659 | -26181.3659 | -26181.3659 | #DIV/0! | #DIV/0! | #DIV/0! | #DIV/0! | #DIV/0! | #DIV/0! | #DIV/0! | #DIV/0! | #DIV/0! | 18962.834 | #DIV/0! | 18962.834 | #DIV/0! | 1618.4215 | 1618.4215 | #DIV/0! | 35.35% | 0
0% | 0% | 0% | 2020 | 5 | 744 |  |  |  | 0 | 0 | 0 |  |  |  | 0 | 0 | 0 | 0 | 0 | 0 | 0 | 0 | 0 |  |  |  | 0 | 0 | 0 | 0 | 0 | 0 |  | 0 | 0 | 0 | [5 empty] | 8432 |  |  |  | 71.867 | 2913.365 | 3.5896 | 10.5046 | 654.8937 | 233.3605 | 2152.757 | 1874.778 | [13 empty] | 1984 | 178.9461 | 233.7988 | 845.9921 | 262.5385 | 310.3808 | 0 | 0 | 0 |  | 7254 | 3720 | 3720 |  | 7.4187 | [5 empty] | 1874.778 | 34864.1904 | -34864.1904 | -34864.1904 | -34864.1904 | -34864.1904 | -34864.1904 | -34864.1904 | -34864.1904 | -34864.1904 | -34864.1904 | #DIV/0! | #DIV/0! | #DIV/0! | #DIV/0! | #DIV/0! | #DIV/0! | #DIV/0! | #DIV/0! | #DIV/0! | [9 empty] | 0 | 34864.1904 | -34864.1904 | -34864.1904 | -34864.1904 | -34864.1904 | -34864.1904 | -34864.1904 | -34864.1904 | -34864.1904 | -34864.1904 | #DIV/0! | #DIV/0! | #DIV/0! | #DIV/0! | #DIV/0! | #DIV/0! | #DIV/0! | #DIV/0! | #DIV/0! | 27402.6775 | #DIV/0! | 20148.6775 | #DIV/0! | 1831.6563 | 1831.6563 | #DIV/0! | 28.87% | 0
0% | 0% | 0% | 2020 | 6 | 720 |  |  |  | 0 | 0 | 0 |  |  |  | 0 | 0 | 0 | 0 | 0 | 0 | 0 | 0 | 0 |  |  |  | 0 | 0 | 0 | 0 | 0 | 0 |  | 0 | 0 | 0 | [5 empty] | 8160 |  |  |  | 73.271 | 2797.671 | 3.0869 | 6.8705 | 1186.4564 | 186.0269 | 1672.4961 | 1295.435 | [13 empty] | 1920 | 173.9819 | 227.313 | 822.5234 | 274.8069 | 303.7838 | 0 | 0 | 0 |  | 7020 | 3600 | 3600 |  | 8.4088 | [5 empty] | 1295.435 | 33332.1316 | -33332.1316 | -33332.1316 | -33332.1316 | -33332.1316 | -33332.1316 | -33332.1316 | -33332.1316 | -33332.1316 | -33332.1316 | #DIV/0! | #DIV/0! | #DIV/0! | #DIV/0! | #DIV/0! | #DIV/0! | #DIV/0! | #DIV/0! | #DIV/0! | [9 empty] | 0 | 33332.1316 | -33332.1316 | -33332.1316 | -33332.1316 | -33332.1316 | -33332.1316 | -33332.1316 | -33332.1316 | -33332.1316 | -33332.1316 | #DIV/0! | #DIV/0! | #DIV/0! | #DIV/0! | #DIV/0! | #DIV/0! | #DIV/0! | #DIV/0! | #DIV/0! | 26113.7654 | #DIV/0! | 19093.7654 | #DIV/0! | 1802.4089 | 1802.4089 | #DIV/0! | 24.03% | 0
0% | 0% | 0% | 2020 | 7 | 744 |  |  |  | 0 | 0 | 0 |  |  |  | 0 | 0 | 0 | 0 | 0 | 0 | 0 | 0 | 0 |  |  |  | 0 | 0 | 0 | 0 | 0 | 0 |  | 0 | 0 | 0 | [5 empty] | 8432 |  |  |  | 103.587 | 3707.379 | 2.2491 | 4.829 | 1207.684 | 157.6598 | 1235.394 | 857.31 | [13 empty] | 1984 | 175.9925 | 229.9399 | 832.0287 | 283.946 | 312.3401 | 0 | 0 | 0 |  | 7254 | 3720 | 3720 |  | 1.4636 | [5 empty] | 857.31 | 34221.8027 | -34221.8027 | -34221.8027 | -34221.8027 | -34221.8027 | -34221.8027 | -34221.8027 | -34221.8027 | -34221.8027 | -34221.8027 | #DIV/0! | #DIV/0! | #DIV/0! | #DIV/0! | #DIV/0! | #DIV/0! | #DIV/0! | #DIV/0! | #DIV/0! | [9 empty] | 0 | 34221.8027 | -34221.8027 | -34221.8027 | -34221.8027 | -34221.8027 | -34221.8027 | -34221.8027 | -34221.8027 | -34221.8027 | -34221.8027 | #DIV/0! | #DIV/0! | #DIV/0! | #DIV/0! | #DIV/0! | #DIV/0! | #DIV/0! | #DIV/0! | #DIV/0! | 26773.261 | #DIV/0! | 19519.261 | #DIV/0! | 1834.2472 | 1834.2472 | #DIV/0! | 25.2% | 0
0% | 0% | 0% | 2020 | 8 | 744 |  |  |  | 0 | 0 | 0 |  |  |  | 0 | 0 | 0 | 0 | 0 | 0 | 0 | 0 | 0 |  |  |  | 0 | 0 | 0 | 0 | 0 | 0 |  | 0 | 0 | 0 | [5 empty] | 8432 |  |  |  | 99.373 | 3790.584 | 1.6357 | 3.9786 | 1097.1501 | 125.6712 | 1734.384 | 1215.8625 | [13 empty] | 1984 | 167.0306 | 218.2309 | 789.6602 | 269.4937 | 290.6268 | 0 | 0 | 0 |  | 7254 | 3720 | 3720 |  | 1.6092 | [5 empty] | 1215.8625 | 34915.2905 | -34915.2905 | -34915.2905 | -34915.2905 | -34915.2905 | -34915.2905 | -34915.2905 | -34915.2905 | -34915.2905 | -34915.2905 | #DIV/0! | #DIV/0! | #DIV/0! | #DIV/0! | #DIV/0! | #DIV/0! | #DIV/0! | #DIV/0! | #DIV/0! | [9 empty] | 0 | 34915.2905 | -34915.2905 | -34915.2905 | -34915.2905 | -34915.2905 | -34915.2905 | -34915.2905 | -34915.2905 | -34915.2905 | -34915.2905 | #DIV/0! | #DIV/0! | #DIV/0! | #DIV/0! | #DIV/0! | #DIV/0! | #DIV/0! | #DIV/0! | #DIV/0! | 27468.067 | #DIV/0! | 20214.067 | #DIV/0! | 1735.0422 | 1735.0422 | #DIV/0! | 28.52% | 0
0% | 0% | 0% | 2020 | 9 | 720 |  |  |  | 0 | 0 | 0 |  |  |  | 0 | 0 | 0 | 0 | 0 | 0 | 0 | 0 | 0 |  |  |  | 0 | 0 | 0 | 0 | 0 | 0 |  | 0 | 0 | 0 | [5 empty] | 8160 |  |  |  | 110.844 | 3319.089 | 1.4349 | 2.416 | 1034.0553 | 104.8859 | 1091.094 | 907.05 | [13 empty] | 1920 | 133.3605 | 174.2399 | 630.4803 | 232.1164 | 238.6277 | 0 | 0 | 0 |  | 7020 | 3600 | 3600 |  | 0.71988 | [5 empty] | 907.05 | 32280.4137 | -32280.4137 | -32280.4137 | -32280.4137 | -32280.4137 | -32280.4137 | -32280.4137 | -32280.4137 | -32280.4137 | -32280.4137 | #DIV/0! | #DIV/0! | #DIV/0! | #DIV/0! | #DIV/0! | #DIV/0! | #DIV/0! | #DIV/0! | #DIV/0! | [9 empty] | 0 | 32280.4137 | -32280.4137 | -32280.4137 | -32280.4137 | -32280.4137 | -32280.4137 | -32280.4137 | -32280.4137 | -32280.4137 | -32280.4137 | #DIV/0! | #DIV/0! | #DIV/0! | #DIV/0! | #DIV/0! | #DIV/0! | #DIV/0! | #DIV/0! | #DIV/0! | 25075.8429 | #DIV/0! | 18055.8429 | #DIV/0! | 1408.8247 | 1408.8247 | #DIV/0! | 31.86% | 0
0% | 0% | 0% | 2020 | 10 | 744 |  |  |  | 0 | 0 | 0 |  |  |  | 0 | 0 | 0 | 0 | 0 | 0 | 0 | 0 | 0 |  |  |  | 0 | 0 | 0 | 0 | 0 | 0 |  | 0 | 0 | 0 | [5 empty] | 8432 |  |  |  | 100.777 | 3508.083 | 2.1465 | 6.9497 | 1243.7317 | 158.2463 | 2654.806 | 2632.605 | [13 empty] | 1984 | 105.2216 | 137.4754 | 497.4495 | 164.2058 | 162.9065 | 0 | 0 | 0 |  | 7254 | 3720 | 3720 |  | 2.4235 | [5 empty] | 2632.605 | 36487.0274 | -36487.0274 | -36487.0274 | -36487.0274 | -36487.0274 | -36487.0274 | -36487.0274 | -36487.0274 | -36487.0274 | -36487.0274 | #DIV/0! | #DIV/0! | #DIV/0! | #DIV/0! | #DIV/0! | #DIV/0! | #DIV/0! | #DIV/0! | #DIV/0! | [9 empty] | 0 | 36487.0274 | -36487.0274 | -36487.0274 | -36487.0274 | -36487.0274 | -36487.0274 | -36487.0274 | -36487.0274 | -36487.0274 | -36487.0274 | #DIV/0! | #DIV/0! | #DIV/0! | #DIV/0! | #DIV/0! | #DIV/0! | #DIV/0! | #DIV/0! | #DIV/0! | 29035.5078 | #DIV/0! | 21781.5078 | #DIV/0! | 1067.2588 | 1067.2588 | #DIV/0! | 35.74% | 0
0% | 0% | 0% | 2020 | 11 | 721 |  |  |  | 0 | 0 | 0 |  |  |  | 0 | 0 | 0 | 0 | 0 | 0 | 0 | 0 | 0 |  |  |  | 0 | 0 | 0 | 0 | 0 | 0 |  | 0 | 0 | 0 | [6 empty] | 9600 |  |  | 88.956 | 3546.912 | 2.8365 | 9.199 | 1175.4324 | 195.0747 | 2318.74 | 2771.13 | [13 empty] | 1920 | 64.8565 | 84.7371 | 306.618 | 113.2597 | 125.335 | 0 | 0 | 0 |  | 7029.75 | 3605 | 3605 |  | 0.95928 | [5 empty] | 2771.13 | 36563.7962 | -36563.7962 | -36563.7962 | -36563.7962 | -36563.7962 | -36563.7962 | -36563.7962 | -36563.7962 | -36563.7962 | -36563.7962 | #DIV/0! | #DIV/0! | #DIV/0! | #DIV/0! | #DIV/0! | #DIV/0! | #DIV/0! | #DIV/0! | #DIV/0! | [9 empty] | 0 | 36563.7962 | -36563.7962 | -36563.7962 | -36563.7962 | -36563.7962 | -36563.7962 | -36563.7962 | -36563.7962 | -36563.7962 | -36563.7962 | #DIV/0! | #DIV/0! | #DIV/0! | #DIV/0! | #DIV/0! | #DIV/0! | #DIV/0! | #DIV/0! | #DIV/0! | 29340.8015 | #DIV/0! | 22311.0515 | #DIV/0! | 694.8064 | 694.8064 | #DIV/0! | 40.51% | 0
0% | 0% | 0% | 2020 | 12 | 744 |  |  |  | 0 | 0 | 0 |  |  |  | 0 | 0 | 0 | 0 | 0 | 0 | 0 | 0 | 0 |  |  |  | 0 | 0 | 0 | 0 | 0 | 0 |  | 0 | 0 | 0 | [6 empty] | 9920 |  |  | 91.706 | 3628.533 | 3.733 | 7.773 | 1240.498 | 217.3103 | 2088.186 | 1939.89 | [13 empty] | 1984 | 59.0935 | 76.8216 | 279.3728 | 103.757 | 109.7549 | 0 | 0 | 0 |  | 7254 | 3720 | 3720 |  | 2.9083 |  | 1609 |  |  |  | 1939.89 | 38056.3375 | -38056.3375 | -38056.3375 | -38056.3375 | -38056.3375 | -38056.3375 | -38056.3375 | -38056.3375 | -38056.3375 | -38056.3375 | #DIV/0! | #DIV/0! | #DIV/0! | #DIV/0! | #DIV/0! | #DIV/0! | #DIV/0! | #DIV/0! | #DIV/0! | [9 empty] | 0 | 38056.3375 | -38056.3375 | -38056.3375 | -38056.3375 | -38056.3375 | -38056.3375 | -38056.3375 | -38056.3375 | -38056.3375 | -38056.3375 | #DIV/0! | #DIV/0! | #DIV/0! | #DIV/0! | #DIV/0! | #DIV/0! | #DIV/0! | #DIV/0! | #DIV/0! | 30601.9232 | #DIV/0! | 23347.9232 | #DIV/0! | 628.7998 | 628.7998 | #DIV/0! | 32.95% | 0
0% | 0% | 0% | 2021 | 1 | 744 |  |  |  | 0 | 0 | 0 |  |  |  | 0 | 0 | 0 | 0 | 0 | 0 | 0 | 0 | 0 |  |  |  | 0 | 0 | 0 | 0 | 0 | 0 |  | 0 | 0 | 0 | [6 empty] | 9920 |  |  | 77.017 | 3714.115 | 2.9271 | 7.0816 | 1241.8319 |  | 2111.6182 | 2270.623 | [13 empty] | 1984 | 83.6168 | 109.2481 | 395.3102 | 134.4718 | 152.9286 | 0 | 0 | 0 |  | 7254 |  |  |  | 0 |  | 825 |  |  |  | 2270.623 | 30283.7894 | -30283.7894 | -30283.7894 | -30283.7894 | -30283.7894 | -30283.7894 | -30283.7894 | -30283.7894 | -30283.7894 | -30283.7894 | #DIV/0! | #DIV/0! | #DIV/0! | #DIV/0! | #DIV/0! | #DIV/0! | #DIV/0! | #DIV/0! | #DIV/0! | [9 empty] | 0 | 30283.7894 | -30283.7894 | -30283.7894 | -30283.7894 | -30283.7894 | -30283.7894 | -30283.7894 | -30283.7894 | -30283.7894 | -30283.7894 | #DIV/0! | #DIV/0! | #DIV/0! | #DIV/0! | #DIV/0! | #DIV/0! | #DIV/0! | #DIV/0! | #DIV/0! | 30273.7807 | #DIV/0! | 23019.7807 | #DIV/0! | 875.5756 | 875.5756 | #DIV/0! | 32.53% | 0
0% | 0% | 0% | 2021 | 2 | 672 |  |  |  | 0 | 0 | 0 |  |  |  | 0 | 0 | 0 | 0 | 0 | 0 | 0 | 0 | 0 |  |  |  | 0 | 0 | 0 | 0 | 0 | 0 |  | 0 | 0 | 0 | [6 empty] | 8960 |  |  | 85.795 | 3394.766 | 2.6774 | 5.2182 | 1169.937 |  | 1902.0489 | 2314.72 | [13 empty] | 1792 | 104.0269 | 135.9145 | 491.8014 | 172.4776 | 185.1371 | 0 | 0 | 0 |  | 6552 |  |  |  | 5.8362 |  | 235 |  |  |  | 2314.72 | 27509.3561 | -27509.3561 | -27509.3561 | -27509.3561 | -27509.3561 | -27509.3561 | -27509.3561 | -27509.3561 | -27509.3561 | -27509.3561 | #DIV/0! | #DIV/0! | #DIV/0! | #DIV/0! | #DIV/0! | #DIV/0! | #DIV/0! | #DIV/0! | #DIV/0! | [9 empty] | 0 | 27509.3561 | -27509.3561 | -27509.3561 | -27509.3561 | -27509.3561 | -27509.3561 | -27509.3561 | -27509.3561 | -27509.3561 | -27509.3561 | #DIV/0! | #DIV/0! | #DIV/0! | #DIV/0! | #DIV/0! | #DIV/0! | #DIV/0! | #DIV/0! | #DIV/0! | 27495.6243 | #DIV/0! | 20943.6243 | #DIV/0! | 1089.3574 | 1089.3574 | #DIV/0! | 31.26% | 0
0% | 0% | 0% | 2021 | 3 | 743 |  |  |  | 0 | 0 | 0 |  |  |  | 0 | 0 | 0 | 0 | 0 | 0 | 0 | 0 | 0 |  |  |  | 0 | 0 | 0 | 0 | 0 | 0 |  | 0 | 0 | 0 | [6 empty] | 9920 |  |  | 84.508 | 2974.458 | 3.6919 | 6.4587 | 1250.309 |  | 1510.1699 | 2000.015 | [13 empty] | 1984 | 144.7796 | 189.1592 | 684.4654 | 228.27 | 263.9443 | 0 | 0 | 0 |  | 7244.25 |  |  |  | 12.8403 |  | 1252 |  |  |  | 2000.015 | 29753.3192 | -29753.3192 | -29753.3192 | -29753.3192 | -29753.3192 | -29753.3192 | -29753.3192 | -29753.3192 | -29753.3192 | -29753.3192 | #DIV/0! | #DIV/0! | #DIV/0! | #DIV/0! | #DIV/0! | #DIV/0! | #DIV/0! | #DIV/0! | #DIV/0! | [9 empty] | 0 | 29753.3192 | -29753.3192 | -29753.3192 | -29753.3192 | -29753.3192 | -29753.3192 | -29753.3192 | -29753.3192 | -29753.3192 | -29753.3192 | #DIV/0! | #DIV/0! | #DIV/0! | #DIV/0! | #DIV/0! | #DIV/0! | #DIV/0! | #DIV/0! | #DIV/0! | 29730.3284 | #DIV/0! | 22486.0784 | #DIV/0! | 1510.6184 | 1510.6184 | #DIV/0! | 32.86% | 0
0% | 0% | 0% | 2021 | 4 | 720 |  |  |  | 0 | 0 | 0 |  |  |  | 0 | 0 | 0 | 0 | 0 | 0 | 0 | 0 | 0 |  |  |  | 0 | 0 | 0 | 0 | 0 | 0 |  | 0 | 0 | 0 | [6 empty] | 9600 |  |  | 62.503 | 2686.184 | 4.4117 | 10.088 | 1119.0641 |  | 1381.124 | 1791.183 | [13 empty] | 1920 | 154.6053 | 201.9968 | 730.9177 | 252.7602 | 270.0495 | 0 | 0 | 0 |  | 7020 |  |  |  | 4.0322 |  | 2136 |  |  |  | 1791.183 | 29344.9194 | -29344.9194 | -29344.9194 | -29344.9194 | -29344.9194 | -29344.9194 | -29344.9194 | -29344.9194 | -29344.9194 | -29344.9194 | #DIV/0! | #DIV/0! | #DIV/0! | #DIV/0! | #DIV/0! | #DIV/0! | #DIV/0! | #DIV/0! | #DIV/0! | [9 empty] | 0 | 29344.9194 | -29344.9194 | -29344.9194 | -29344.9194 | -29344.9194 | -29344.9194 | -29344.9194 | -29344.9194 | -29344.9194 | -29344.9194 | #DIV/0! | #DIV/0! | #DIV/0! | #DIV/0! | #DIV/0! | #DIV/0! | #DIV/0! | #DIV/0! | #DIV/0! | 29326.3875 | #DIV/0! | 22306.3875 | #DIV/0! | 1610.3294 | 1610.3294 | #DIV/0! | 35.35% | 0
0% | 0% | 0% | 2021 | 5 | 744 |  |  |  | 0 | 0 | 0 |  |  |  | 0 | 0 | 0 | 0 | 0 | 0 | 0 | 0 | 0 |  |  |  | 0 | 0 | 0 | 0 | 0 | 0 |  | 0 | 0 | 0 | [6 empty] | 9920 |  |  | 71.867 | 2913.365 | 3.5896 | 10.5046 | 654.8937 |  | 2152.757 | 1874.778 | [13 empty] | 1984 | 178.0513 | 232.6298 | 841.7622 | 261.2259 | 308.8289 | 0 | 0 | 0 |  | 7254 |  |  |  | 7.4187 |  | 1873 |  |  |  | 1874.778 | 30542.6716 | -30542.6716 | -30542.6716 | -30542.6716 | -30542.6716 | -30542.6716 | -30542.6716 | -30542.6716 | -30542.6716 | -30542.6716 | #DIV/0! | #DIV/0! | #DIV/0! | #DIV/0! | #DIV/0! | #DIV/0! | #DIV/0! | #DIV/0! | #DIV/0! | [9 empty] | 0 | 30542.6716 | -30542.6716 | -30542.6716 | -30542.6716 | -30542.6716 | -30542.6716 | -30542.6716 | -30542.6716 | -30542.6716 | -30542.6716 | #DIV/0! | #DIV/0! | #DIV/0! | #DIV/0! | #DIV/0! | #DIV/0! | #DIV/0! | #DIV/0! | #DIV/0! | 30521.1587 | #DIV/0! | 23267.1587 | #DIV/0! | 1822.4981 | 1822.4981 | #DIV/0! | 28.87% | 0
0% | 0% | 0% | 2021 | 6 | 720 |  |  |  | 0 | 0 | 0 |  |  |  | 0 | 0 | 0 | 0 | 0 | 0 | 0 | 0 | 0 |  |  |  | 0 | 0 | 0 | 0 | 0 | 0 |  | 0 | 0 | 0 | [6 empty] | 9600 |  |  | 73.271 | 2797.671 | 3.0869 | 6.8705 | 1186.4564 |  | 1672.4961 | 1295.435 | [13 empty] | 1920 | 173.112 | 226.1764 | 818.4107 | 273.4329 | 302.2648 | 0 | 0 | 0 |  | 7020 |  |  |  | 8.4088 |  | 309 |  |  |  | 1295.435 | 27686.0926 | -27686.0926 | -27686.0926 | -27686.0926 | -27686.0926 | -27686.0926 | -27686.0926 | -27686.0926 | -27686.0926 | -27686.0926 | #DIV/0! | #DIV/0! | #DIV/0! | #DIV/0! | #DIV/0! | #DIV/0! | #DIV/0! | #DIV/0! | #DIV/0! | [9 empty] | 0 | 27686.0926 | -27686.0926 | -27686.0926 | -27686.0926 | -27686.0926 | -27686.0926 | -27686.0926 | -27686.0926 | -27686.0926 | -27686.0926 | #DIV/0! | #DIV/0! | #DIV/0! | #DIV/0! | #DIV/0! | #DIV/0! | #DIV/0! | #DIV/0! | #DIV/0! | 27667.7264 | #DIV/0! | 20647.7264 | #DIV/0! | 1793.3969 | 1793.3969 | #DIV/0! | 24.03% | 0
0% | 0% | 0% | 2021 | 7 | 744 |  |  |  | 0 | 0 | 0 |  |  |  | 0 | 0 | 0 | 0 | 0 | 0 | 0 | 0 | 0 |  |  |  | 0 | 0 | 0 | 0 | 0 | 0 |  | 0 | 0 | 0 | [6 empty] | 9920 |  |  | 103.587 | 3707.379 | 2.2491 | 4.829 | 1207.684 |  | 1235.394 | 857.31 | [13 empty] | 1984 | 175.1126 | 228.7902 | 827.8685 | 282.5263 | 310.7784 | 0 | 0 | 0 |  | 7254 |  |  |  | 1.4636 |  | 51 |  |  |  | 857.31 | 28153.9716 | -28153.9716 | -28153.9716 | -28153.9716 | -28153.9716 | -28153.9716 | -28153.9716 | -28153.9716 | -28153.9716 | -28153.9716 | #DIV/0! | #DIV/0! | #DIV/0! | #DIV/0! | #DIV/0! | #DIV/0! | #DIV/0! | #DIV/0! | #DIV/0! | [9 empty] | 0 | 28153.9716 | -28153.9716 | -28153.9716 | -28153.9716 | -28153.9716 | -28153.9716 | -28153.9716 | -28153.9716 | -28153.9716 | -28153.9716 | #DIV/0! | #DIV/0! | #DIV/0! | #DIV/0! | #DIV/0! | #DIV/0! | #DIV/0! | #DIV/0! | #DIV/0! | 28145.43 | #DIV/0! | 20891.43 | #DIV/0! | 1825.0759 | 1825.0759 | #DIV/0! | 25.2% | 0
0% | 0% | 0% | 2021 | 8 | 744 |  |  |  | 0 | 0 | 0 |  |  |  | 0 | 0 | 0 | 0 | 0 | 0 | 0 | 0 | 0 |  |  |  | 0 | 0 | 0 | 0 | 0 | 0 |  | 0 | 0 | 0 | [6 empty] | 9920 |  |  | 99.373 | 3790.584 | 1.6357 | 3.9786 | 1097.1501 |  | 1734.384 | 1215.8625 | [13 empty] | 1984 | 166.1954 | 217.1398 | 785.7119 | 268.1462 | 289.1737 | 0 | 0 | 0 |  | 7254 |  |  |  | 1.6092 |  | 49 |  |  |  | 1215.8625 | 28877.9441 | -28877.9441 | -28877.9441 | -28877.9441 | -28877.9441 | -28877.9441 | -28877.9441 | -28877.9441 | -28877.9441 | -28877.9441 | #DIV/0! | #DIV/0! | #DIV/0! | #DIV/0! | #DIV/0! | #DIV/0! | #DIV/0! | #DIV/0! | #DIV/0! | [9 empty] | 0 | 28877.9441 | -28877.9441 | -28877.9441 | -28877.9441 | -28877.9441 | -28877.9441 | -28877.9441 | -28877.9441 | -28877.9441 | -28877.9441 | #DIV/0! | #DIV/0! | #DIV/0! | #DIV/0! | #DIV/0! | #DIV/0! | #DIV/0! | #DIV/0! | #DIV/0! | 28870.7206 | #DIV/0! | 21616.7206 | #DIV/0! | 1726.367 | 1726.367 | #DIV/0! | 28.52% | 0
0% | 0% | 0% | 2021 | 9 | 720 |  |  |  | 0 | 0 | 0 |  |  |  | 0 | 0 | 0 | 0 | 0 | 0 | 0 | 0 | 0 |  |  |  | 0 | 0 | 0 | 0 | 0 | 0 |  | 0 | 0 | 0 | [6 empty] | 9600 |  |  | 110.844 | 3319.089 | 1.4349 | 2.416 | 1034.0553 |  | 1091.094 | 907.05 | [13 empty] | 1920 | 132.6937 | 173.3687 | 627.3279 | 230.9558 | 237.4346 | 0 | 0 | 0 |  | 7020 |  |  |  | 0.71988 |  | 1 |  |  |  | 907.05 | 26409.4837 | -26409.4837 | -26409.4837 | -26409.4837 | -26409.4837 | -26409.4837 | -26409.4837 | -26409.4837 | -26409.4837 | -26409.4837 | #DIV/0! | #DIV/0! | #DIV/0! | #DIV/0! | #DIV/0! | #DIV/0! | #DIV/0! | #DIV/0! | #DIV/0! | [9 empty] | 0 | 26409.4837 | -26409.4837 | -26409.4837 | -26409.4837 | -26409.4837 | -26409.4837 | -26409.4837 | -26409.4837 | -26409.4837 | -26409.4837 | #DIV/0! | #DIV/0! | #DIV/0! | #DIV/0! | #DIV/0! | #DIV/0! | #DIV/0! | #DIV/0! | #DIV/0! | 26404.9129 | #DIV/0! | 19384.9129 | #DIV/0! | 1401.7806 | 1401.7806 | #DIV/0! | 31.86% | 0
0% | 0% | 0% | 2021 | 10 | 744 |  |  |  | 0 | 0 | 0 |  |  |  | 0 | 0 | 0 | 0 | 0 | 0 | 0 | 0 | 0 |  |  |  | 0 | 0 | 0 | 0 | 0 | 0 |  | 0 | 0 | 0 | [6 empty] | 9920 |  |  | 100.777 | 3508.083 | 2.1465 | 6.9497 | 1243.7317 |  | 2654.806 | 2632.605 | [13 empty] | 1984 | 104.6955 | 136.788 | 494.9622 | 163.3848 | 162.0919 | 0 | 0 | 0 |  | 0 |  |  |  | 2.4235 |  | 0 |  |  |  | 2632.605 | 23117.4448 | -23117.4448 | -23117.4448 | -23117.4448 | -23117.4448 | -23117.4448 | -23117.4448 | -23117.4448 | -23117.4448 | -23117.4448 | #DIV/0! | #DIV/0! | #DIV/0! | #DIV/0! | #DIV/0! | #DIV/0! | #DIV/0! | #DIV/0! | #DIV/0! | [9 empty] | 0 | 23117.4448 | -23117.4448 | -23117.4448 | -23117.4448 | -23117.4448 | -23117.4448 | -23117.4448 | -23117.4448 | -23117.4448 | -23117.4448 | #DIV/0! | #DIV/0! | #DIV/0! | #DIV/0! | #DIV/0! | #DIV/0! | #DIV/0! | #DIV/0! | #DIV/0! | 23105.9252 | #DIV/0! | 23105.9252 | #DIV/0! | 1061.9225 | 1061.9225 | #DIV/0! | 35.74% | 0
0% | 0% | 0% | 2021 | 11 | 721 |  |  |  | 0 | 0 | 0 |  |  |  | 0 | 0 | 0 | 0 | 0 | 0 | 0 | 0 | 0 |  |  |  | 0 | 0 | 0 | 0 | 0 | 0 |  | 0 | 0 | 0 | [6 empty] | 9600 |  |  | 88.956 | 3546.912 | 2.8365 | 9.199 | 1175.4324 |  | 2318.74 | [14 empty] | 1920 | 64.5322 | 84.3134 | 305.085 | 112.6934 | 124.7083 | 0 | 0 | 0 |  | 7029.75 |  |  |  | 0.95928 |  | 535 |  |  |  | 4495.9062 | 26919.1175 | -26919.1175 | -26919.1175 | -26919.1175 | -26919.1175 | -26919.1175 | -26919.1175 | -26919.1175 | -26919.1175 | -26919.1175 | #DIV/0! | #DIV/0! | #DIV/0! | #DIV/0! | #DIV/0! | #DIV/0! | #DIV/0! | #DIV/0! | #DIV/0! | [9 empty] | 0 | 26919.1175 | -26919.1175 | -26919.1175 | -26919.1175 | -26919.1175 | -26919.1175 | -26919.1175 | -26919.1175 | -26919.1175 | -26919.1175 | #DIV/0! | #DIV/0! | #DIV/0! | #DIV/0! | #DIV/0! | #DIV/0! | #DIV/0! | #DIV/0! | #DIV/0! | 26906.1228 | #DIV/0! | 19876.3728 | #DIV/0! | 691.3324 | 691.3324 | #DIV/0! | 40.51% | 0
0% | 0% | 0% | 2021 | 12 | 744 |  |  |  | 0 | 0 | 0 |  |  |  | 0 | 0 | 0 | 0 | 0 | 0 | 0 | 0 | 0 |  |  |  | 0 | 0 | 0 | 0 | 0 | 0 |  | 0 | 0 | 0 | [6 empty] | 9920 |  |  | 91.706 | 3628.533 | 3.733 | 7.773 | 1240.498 |  | 2088.186 | [14 empty] | 1984 | 58.7981 | 76.4375 | 277.9759 | 103.2382 | 109.2062 | 0 | 0 | 0 |  | 7254 |  |  |  | 2.9083 |  | 1352 |  |  |  | 4741.8487 | 28198.9933 | -28198.9933 | -28198.9933 | -28198.9933 | -28198.9933 | -28198.9933 | -28198.9933 | -28198.9933 | -28198.9933 | -28198.9933 | #DIV/0! | #DIV/0! | #DIV/0! | #DIV/0! | #DIV/0! | #DIV/0! | #DIV/0! | #DIV/0! | #DIV/0! | [9 empty] | 0 | 28198.9933 | -28198.9933 | -28198.9933 | -28198.9933 | -28198.9933 | -28198.9933 | -28198.9933 | -28198.9933 | -28198.9933 | -28198.9933 | #DIV/0! | #DIV/0! | #DIV/0! | #DIV/0! | #DIV/0! | #DIV/0! | #DIV/0! | #DIV/0! | #DIV/0! | 28184.5789 | #DIV/0! | 20930.5789 | #DIV/0! | 625.6558 | 625.6558 | #DIV/0! | 32.95% | 0
0% | 0% | 0% | 2022 | 1 | 744 |  |  |  | 0 | 0 | 0 |  |  |  | 0 | 0 | 0 | 0 | 0 | 0 | 0 | 0 | 0 |  |  |  | 0 | 0 | 0 | 0 | 0 | 0 |  | 0 | 0 | 0 |  |  |  |  | 3720 |  | 9920 |  |  | 68.094 | 3896.374 | 3.2503 | 7.0568 | 1258.1688 |  | 1660.8 |  | 187.6508 | 17.8999 | 0 | 199.4258 | 0 | 44.2029 | 164.3137 | 0 | 1.1419 | 0 | 0 | 33.2916 | 75.5978 | 1984 | 83.1987 | 108.7019 | 393.3336 | 134.4718 | 153.6971 | 0 | 0 | 0 |  | 7254 | 4632.8 |  |  | 2.5305 |  | 522 |  |  |  | 1892.5 | 36526.002 | -36526.002 | -36526.002 | -36526.002 | -36526.002 | -36526.002 | -36526.002 | -36526.002 | -36526.002 | -36526.002 | #DIV/0! | #DIV/0! | #DIV/0! | #DIV/0! | #DIV/0! | #DIV/0! | #DIV/0! | #DIV/0! | #DIV/0! | [9 empty] | 0 | 36526.002 | -36526.002 | -36526.002 | -36526.002 | -36526.002 | -36526.002 | -36526.002 | -36526.002 | -36526.002 | -36526.002 | #DIV/0! | #DIV/0! | #DIV/0! | #DIV/0! | #DIV/0! | #DIV/0! | #DIV/0! | #DIV/0! | #DIV/0! | 31680.9386 | #DIV/0! | 24426.9386 | #DIV/0! | 1397.5019 | 1397.5019 | #DIV/0! | 32.53% | 0
0% | 0% | 0% | 2022 | 2 | 672 |  |  |  | 0 | 0 | 0 |  |  |  | 0 | 0 | 0 | 0 | 0 | 0 | 0 | 0 | 0 |  |  |  | 0 | 0 | 0 | 0 | 0 | 0 |  | 0 | 0 | 0 |  |  |  |  | 3360 |  | 8960 |  |  | 62.127 | 3090.077 | 2.8629 | 5.047 | 1185.0038 |  | 853.7 |  | 233.8749 | 18.1968 | 0 | 194.7231 | 0 | 25.2588 | 204.7891 | 0 | 0.97648 | 0 | 0 | 19.0238 | 68.2819 | 1792 | 103.5067 | 135.2349 | 489.3424 | 172.4776 | 186.0674 | 0 | 0 | 0 |  | 6552 | 5760 |  |  | 3.1196 |  | 819 |  |  |  | 1222.44 | 34296.6913 | -34296.6913 | -34296.6913 | -34296.6913 | -34296.6913 | -34296.6913 | -34296.6913 | -34296.6913 | -34296.6913 | -34296.6913 | #DIV/0! | #DIV/0! | #DIV/0! | #DIV/0! | #DIV/0! | #DIV/0! | #DIV/0! | #DIV/0! | #DIV/0! | [9 empty] | 0 | 34296.6913 | -34296.6913 | -34296.6913 | -34296.6913 | -34296.6913 | -34296.6913 | -34296.6913 | -34296.6913 | -34296.6913 | -34296.6913 | #DIV/0! | #DIV/0! | #DIV/0! | #DIV/0! | #DIV/0! | #DIV/0! | #DIV/0! | #DIV/0! | #DIV/0! | 28330.9387 | #DIV/0! | 21778.9387 | #DIV/0! | 1657.0309 | 1657.0309 | #DIV/0! | 31.26% | 0
0% | 0% | 0% | 2022 | 3 | 743 |  |  |  | 0 | 0 | 0 |  |  |  | 0 | 0 | 0 | 0 | 0 | 0 | 0 | 0 | 0 |  |  |  | 0 | 0 | 0 | 0 | 0 | 0 |  | 0 | 0 | 0 |  |  |  |  | 3720 |  | 9920 |  |  | 69.966 | 3880.129 | 4.0479 | 6.7448 | 1280.8106 |  | 2416.243 |  | 449.5312 | 17.7375 | 0 | 213.1969 | 0 | 44.2029 | 393.6254 | 0 | 0.98363 | 0 | 0 | 33.2916 | 75.5978 | 1984 | 144.0557 | 188.2134 | 681.043 | 228.27 | 265.2707 | 0 | 0 | 0 |  | 7244.25 | 1012.7 |  |  | 13.1573 |  | 2201 |  |  |  | 4129.756 | 36488.0686 | -36488.0686 | -36488.0686 | -36488.0686 | -36488.0686 | -36488.0686 | -36488.0686 | -36488.0686 | -36488.0686 | -36488.0686 | #DIV/0! | #DIV/0! | #DIV/0! | #DIV/0! | #DIV/0! | #DIV/0! | #DIV/0! | #DIV/0! | #DIV/0! | [9 empty] | 0 | 36488.0686 | -36488.0686 | -36488.0686 | -36488.0686 | -36488.0686 | -36488.0686 | -36488.0686 | -36488.0686 | -36488.0686 | -36488.0686 | #DIV/0! | #DIV/0! | #DIV/0! | #DIV/0! | #DIV/0! | #DIV/0! | #DIV/0! | #DIV/0! | #DIV/0! | 35238.2216 | #DIV/0! | 27993.9716 | #DIV/0! | 2521.823 | 2521.823 | #DIV/0! | 32.86% | 0
0% | 0% | 0% | 2022 | 4 | 720 |  |  |  | 0 | 0 | 0 |  |  |  | 0 | 0 | 0 | 0 | 0 | 0 | 0 | 0 | 0 |  |  |  | 0 | 0 | 0 | 0 | 0 | 0 |  | 0 | 0 | 0 |  |  |  |  | 2880 |  | 9600 |  |  | 67.275 | 3766.019 | 4.8162 | 10.0984 | 1122.6138 |  | 1366.578 |  | 567.665 | 15.7514 | 0 | 201.0078 | 0 | 138.9235 | 497.0675 | 0 | 1.0134 | 0 | 0 | 104.6309 | 73.1592 | 1920 | 153.8322 | 200.9868 | 727.2631 | 252.7602 | 271.4065 | 0 | 0 | 0 |  | 7020 | 0 |  |  | 2.3726 |  | 2601 |  |  |  | 2881.8 | 33566.2405 | -33566.2405 | -33566.2405 | -33566.2405 | -33566.2405 | -33566.2405 | -33566.2405 | -33566.2405 | -33566.2405 | -33566.2405 | #DIV/0! | #DIV/0! | #DIV/0! | #DIV/0! | #DIV/0! | #DIV/0! | #DIV/0! | #DIV/0! | #DIV/0! | [9 empty] | 0 | 33566.2405 | -33566.2405 | -33566.2405 | -33566.2405 | -33566.2405 | -33566.2405 | -33566.2405 | -33566.2405 | -33566.2405 | -33566.2405 | #DIV/0! | #DIV/0! | #DIV/0! | #DIV/0! | #DIV/0! | #DIV/0! | #DIV/0! | #DIV/0! | #DIV/0! | 33347.9455 | #DIV/0! | 26327.9455 | #DIV/0! | 3004.4597 | 3004.4597 | #DIV/0! | 35.35% | 0
0% | 0% | 0% | 2022 | 5 | 744 |  |  |  | 0 | 0 | 0 |  |  |  | 0 | 0 | 0 | 0 | 0 | 0 | 0 | 0 | 0 |  |  |  | 0 | 0 | 0 | 0 | 0 | 0 |  | 0 | 0 | 0 |  |  |  |  | 2976 |  | 9920 |  |  | 67.743 | 3897.562 | 3.8588 | 10.2452 | 837.3363 |  | 1570 |  | 570.1075 | 12.0987 | 0 | 204.796 | 0 | 88.4058 | 499.2062 | 0 | 0.64664 | 0 | 0 | 66.5833 | 75.5978 | 1984 | 177.1611 | 231.4667 | 837.5533 | 261.2259 | 310.3808 | 0 | 0 | 0 |  | 7254 | 0 |  |  | 0.014538 |  | 1875 |  |  |  | 2057.34 | 33730.9895 | -33730.9895 | -33730.9895 | -33730.9895 | -33730.9895 | -33730.9895 | -33730.9895 | -33730.9895 | -33730.9895 | -33730.9895 | #DIV/0! | #DIV/0! | #DIV/0! | #DIV/0! | #DIV/0! | #DIV/0! | #DIV/0! | #DIV/0! | #DIV/0! | [9 empty] | 0 | 33730.9895 | -33730.9895 | -33730.9895 | -33730.9895 | -33730.9895 | -33730.9895 | -33730.9895 | -33730.9895 | -33730.9895 | -33730.9895 | #DIV/0! | #DIV/0! | #DIV/0! | #DIV/0! | #DIV/0! | #DIV/0! | #DIV/0! | #DIV/0! | #DIV/0! | 33512.0751 | #DIV/0! | 26258.0751 | #DIV/0! | 3130.4338 | 3130.4338 | #DIV/0! | 28.87% | 0
0% | 0% | 0% | 2022 | 6 | 720 |  |  |  | 0 | 0 | 0 |  |  |  | 0 | 0 | 0 | 0 | 0 | 0 | 0 | 0 | 0 |  |  |  | 0 | 0 | 0 | 0 | 0 | 0 |  | 0 | 0 | 0 |  |  |  |  | 2880 |  | 9600 |  |  | 71.253 | 3752.548 | 3.1302 | 6.5866 | 1170.1049 |  | 2058.091 |  | 605.9155 | 8.381 | 0 | 179.8249 | 0 | 37.8882 | 698.3959 | 0 | 0.59653 | 0 | 0 | 28.5357 | 73.1592 | 1920 | 172.2464 | 225.0456 | 814.3187 | 273.4329 | 302.2648 | 0 | 0 | 0 |  | 7020 | 936 |  |  | 2.1778 |  | 975 |  |  |  | 2095.36 | 33814.8968 | -33814.8968 | -33814.8968 | -33814.8968 | -33814.8968 | -33814.8968 | -33814.8968 | -33814.8968 | -33814.8968 | -33814.8968 | #DIV/0! | #DIV/0! | #DIV/0! | #DIV/0! | #DIV/0! | #DIV/0! | #DIV/0! | #DIV/0! | #DIV/0! | [9 empty] | 0 | 33814.8968 | -33814.8968 | -33814.8968 | -33814.8968 | -33814.8968 | -33814.8968 | -33814.8968 | -33814.8968 | -33814.8968 | -33814.8968 | #DIV/0! | #DIV/0! | #DIV/0! | #DIV/0! | #DIV/0! | #DIV/0! | #DIV/0! | #DIV/0! | #DIV/0! | 32687.1772 | #DIV/0! | 25667.1772 | #DIV/0! | 3240.1804 | 3240.1804 | #DIV/0! | 24.03% | 0
0% | 0% | 0% | 2022 | 7 | 744 |  |  |  | 0 | 0 | 0 |  |  |  | 0 | 0 | 0 | 0 | 0 | 0 | 0 | 0 | 0 |  |  |  | 0 | 0 | 0 | 0 | 0 | 0 |  | 0 | 0 | 0 |  |  |  |  | 2976 |  | 9920 |  |  | 79.911 | 3856.356 | 2.2038 | 4.5985 | 1237.5529 |  | 1516.482 |  | 586.7974 | 7.5725 | 0 | 144.1235 | 0 | 37.8882 | 841.7175 | 0 | 0.48547 | 0 | 0 | 28.5357 | 189.1672 | 1984 | 174.237 | 227.6462 | 823.7292 | 282.5263 | 310.7784 | 0 | 0 | 0 |  | 7254 | 2620 |  |  | 2.1042 |  | 395 |  |  |  | 1749.82 | 35503.413 | -35503.413 | -35503.413 | -35503.413 | -35503.413 | -35503.413 | -35503.413 | -35503.413 | -35503.413 | -35503.413 | #DIV/0! | #DIV/0! | #DIV/0! | #DIV/0! | #DIV/0! | #DIV/0! | #DIV/0! | #DIV/0! | #DIV/0! | [9 empty] | 0 | 35503.413 | -35503.413 | -35503.413 | -35503.413 | -35503.413 | -35503.413 | -35503.413 | -35503.413 | -35503.413 | -35503.413 | #DIV/0! | #DIV/0! | #DIV/0! | #DIV/0! | #DIV/0! | #DIV/0! | #DIV/0! | #DIV/0! | #DIV/0! | 32730.3829 | #DIV/0! | 25476.3829 | #DIV/0! | 3511.081 | 3511.081 | #DIV/0! | 25.2% | 0
0% | 0% | 0% | 2022 | 8 | 744 |  |  |  | 0 | 0 | 0 |  |  |  | 0 | 0 | 0 | 0 | 0 | 0 | 0 | 0 | 0 |  |  |  | 0 | 0 | 0 | 0 | 0 | 0 |  | 0 | 0 | 0 |  |  |  |  | 2976 |  | 9920 |  |  | 75.582 | 3871.016 | 1.607 | 3.7436 | 1159.3159 |  | 1498.209 |  | 569.0614 | 7.9692 | 0 | 158.6984 | 0 | 31.5735 | 816.2766 | 0 | 0.56556 | 0 | 0 | 23.7797 | 189.1672 | 1984 | 165.3645 | 216.0541 | 781.7833 | 268.1462 | 289.1737 | 0 | 0 | 0 |  | 7254 | 1066.4 |  |  | 16.869 |  | 156 |  |  |  | 1751.51 | 33500.3559 | -33500.3559 | -33500.3559 | -33500.3559 | -33500.3559 | -33500.3559 | -33500.3559 | -33500.3559 | -33500.3559 | -33500.3559 | #DIV/0! | #DIV/0! | #DIV/0! | #DIV/0! | #DIV/0! | #DIV/0! | #DIV/0! | #DIV/0! | #DIV/0! | [9 empty] | 0 | 33500.3559 | -33500.3559 | -33500.3559 | -33500.3559 | -33500.3559 | -33500.3559 | -33500.3559 | -33500.3559 | -33500.3559 | -33500.3559 | #DIV/0! | #DIV/0! | #DIV/0! | #DIV/0! | #DIV/0! | #DIV/0! | #DIV/0! | #DIV/0! | #DIV/0! | 32253.0378 | #DIV/0! | 24999.0378 | #DIV/0! | 3358.9149 | 3358.9149 | #DIV/0! | 28.52% | 0
0% | 0% | 0% | 2022 | 9 | 720 |  |  |  | 0 | 0 | 0 |  |  |  | 0 | 0 | 0 | 0 | 0 | 0 | 0 | 0 | 0 |  |  |  | 0 | 0 | 0 | 0 | 0 | 0 |  | 0 | 0 | 0 |  |  |  |  | 2880 |  | 9600 |  |  | 69.03 | 3636.853 | 1.5015 | 2.4584 | 1065.151 |  | 2037.955 |  | 529.4808 | 10.5581 | 0 | 164.1237 | 0 | 6.3147 | 759.5011 | 0 | 0.67728 | 0 | 0 | 4.7559 | 183.065 | 1920 | 132.0302 | 172.5018 | 624.1912 | 230.9558 | 237.4346 | 0 | 0 | 0 |  | 7020 | 336 |  |  | 2.2242 |  | 739 |  |  |  | 2649.834 | 32365.7633 | -32365.7633 | -32365.7633 | -32365.7633 | -32365.7633 | -32365.7633 | -32365.7633 | -32365.7633 | -32365.7633 | -32365.7633 | #DIV/0! | #DIV/0! | #DIV/0! | #DIV/0! | #DIV/0! | #DIV/0! | #DIV/0! | #DIV/0! | #DIV/0! | [9 empty] | 0 | 32365.7633 | -32365.7633 | -32365.7633 | -32365.7633 | -32365.7633 | -32365.7633 | -32365.7633 | -32365.7633 | -32365.7633 | -32365.7633 | #DIV/0! | #DIV/0! | #DIV/0! | #DIV/0! | #DIV/0! | #DIV/0! | #DIV/0! | #DIV/0! | #DIV/0! | 31859.4555 | #DIV/0! | 24839.4555 | #DIV/0! | 2891.4665 | 2891.4665 | #DIV/0! | 31.86% | 0
0% | 0% | 0% | 2022 | 10 | 744 |  |  |  | 0 | 0 | 0 |  |  |  | 0 | 0 | 0 | 0 | 0 | 0 | 0 | 0 | 0 |  |  |  | 0 | 0 | 0 | 0 | 0 | 0 |  | 0 | 0 | 0 |  |  |  |  | 3720 |  | 9920 |  |  | 81.081 | 3825.847 | 2.6087 | 7.1166 | 1031.67 |  | 1760 |  | 387.8471 | 15.5237 | 0 | 180.288 | 0 | 44.2029 | 598.954 | 0 | 0.84004 | 0 | 0 | 33.2916 | 189.1672 | 1984 | 104.172 | 136.1041 | 492.4874 | 162.5679 | 162.0919 | 0 | 0 | 0 |  | 7254 | 0 |  |  | 0 |  | 1288 |  |  |  | 3173.02 | 33381.8612 | -33381.8612 | -33381.8612 | -33381.8612 | -33381.8612 | -33381.8612 | -33381.8612 | -33381.8612 | -33381.8612 | -33381.8612 | #DIV/0! | #DIV/0! | #DIV/0! | #DIV/0! | #DIV/0! | #DIV/0! | #DIV/0! | #DIV/0! | #DIV/0! | [9 empty] | 0 | 33381.8612 | -33381.8612 | -33381.8612 | -33381.8612 | -33381.8612 | -33381.8612 | -33381.8612 | -33381.8612 | -33381.8612 | -33381.8612 | #DIV/0! | #DIV/0! | #DIV/0! | #DIV/0! | #DIV/0! | #DIV/0! | #DIV/0! | #DIV/0! | #DIV/0! | 33191.8479 | #DIV/0! | 25937.8479 | #DIV/0! | 2327.2499 | 2327.2499 | #DIV/0! | 35.74% | 0
0% | 0% | 0% | 2022 | 11 | 721 |  |  |  | 0 | 0 | 0 |  |  |  | 0 | 0 | 0 | 0 | 0 | 0 | 0 | 0 | 0 |  |  |  | 0 | 0 | 0 | 0 | 0 | 0 |  | 0 | 0 | 0 |  |  |  |  | 3600 |  | 9600 |  |  | 63.882 | 3781.471 | 3.3028 | 9.056 | 1051.7654 |  | 2363 |  | 283.8748 | 14.3997 | 0 | 188.4393 | 0 | 82.0911 | 438.3891 | 0 | 1.0063 | 0 | 0 | 61.8273 | 183.065 | 1920 | 64.2096 | 83.8919 | 303.5595 | 112.13 | 124.7083 | 0 | 0 | 0 |  | 7029.75 | 0 |  |  | 3.0642 |  | 1396 |  |  |  | 4090.1 | 32762.8833 | -32762.8833 | -32762.8833 | -32762.8833 | -32762.8833 | -32762.8833 | -32762.8833 | -32762.8833 | -32762.8833 | -32762.8833 | #DIV/0! | #DIV/0! | #DIV/0! | #DIV/0! | #DIV/0! | #DIV/0! | #DIV/0! | #DIV/0! | #DIV/0! | [9 empty] | 0 | 32762.8833 | -32762.8833 | -32762.8833 | -32762.8833 | -32762.8833 | -32762.8833 | -32762.8833 | -32762.8833 | -32762.8833 | -32762.8833 | #DIV/0! | #DIV/0! | #DIV/0! | #DIV/0! | #DIV/0! | #DIV/0! | #DIV/0! | #DIV/0! | #DIV/0! | 32559.0209 | #DIV/0! | 25529.2709 | #DIV/0! | 1753.1525 | 1753.1525 | #DIV/0! | 40.51% | 0
0% | 0% | 0% | 2022 | 12 | 744 |  |  |  | 0 | 0 | 0 |  |  |  | 0 | 0 | 0 | 0 | 0 | 0 | 0 | 0 | 0 |  |  |  | 0 | 0 | 0 | 0 | 0 | 0 |  | 0 | 0 | 0 |  |  |  |  | 3720 |  | 9920 |  |  | 68.562 | 3888.845 | 4.1185 | 7.9337 | 1226.608 |  | 2225.224 |  | 133.0263 | 14.893 | 0 | 193.4012 | 0 | 50.5176 | 205.4331 | 0 | 1.0286 | 0 | 0 | 38.0476 | 189.1672 | 1984 | 58.5041 | 76.0553 | 276.586 | 103.2382 | 109.7549 | 0 | 0 | 0 |  | 7254 | 1918.4 |  |  | 4.9023 |  | 2326 |  |  |  | 3596.39 | 35998.2466 | -35998.2466 | -35998.2466 | -35998.2466 | -35998.2466 | -35998.2466 | -35998.2466 | -35998.2466 | -35998.2466 | -35998.2466 | #DIV/0! | #DIV/0! | #DIV/0! | #DIV/0! | #DIV/0! | #DIV/0! | #DIV/0! | #DIV/0! | #DIV/0! | [9 empty] | 0 | 35998.2466 | -35998.2466 | -35998.2466 | -35998.2466 | -35998.2466 | -35998.2466 | -35998.2466 | -35998.2466 | -35998.2466 | -35998.2466 | #DIV/0! | #DIV/0! | #DIV/0! | #DIV/0! | #DIV/0! | #DIV/0! | #DIV/0! | #DIV/0! | #DIV/0! | 33869.4909 | #DIV/0! | 26615.4909 | #DIV/0! | 1256.2519 | 1256.2519 | #DIV/0! | 32.95% | 0
0% | 0% | 0% | 2023 | 1 | 744 |  |  |  | 0 | 0 | 0 |  |  |  | 0 | 0 | 0 | 0 | 0 | 0 | 0 | 0 | 0 |  |  |  | 0 | 0 | 0 | 0 | 0 | 0 |  | 0 | 0 | 0 |  |  |  |  | 3720 |  | 9920 |  |  | 68.094 | 3896.374 | 3.2503 | 7.0568 | 1258.1688 |  | 1660.8 | 473.125 | 187.6508 | 17.8999 | 0 | 199.4258 | 0 | 44.2029 | 289.79 | 0 | 22.5177 | 0 | 0 | 33.2916 | 189.1672 | 1984 | 82.7827 | 108.1584 | 391.3669 | 133.7995 | 152.9286 | 0 | 0 | 0 |  | 7254 | 6429.6 |  |  | 2.5305 |  | 2117 | 2662 |  |  | 1419.375 | 43308.9814 | -43308.9814 | -43308.9814 | -43308.9814 | -43308.9814 | -43308.9814 | -43308.9814 | -43308.9814 | -43308.9814 | -43308.9814 | #DIV/0! | #DIV/0! | #DIV/0! | #DIV/0! | #DIV/0! | #DIV/0! | #DIV/0! | #DIV/0! | #DIV/0! | [9 empty] | 0 | 43308.9814 | -43308.9814 | -43308.9814 | -43308.9814 | -43308.9814 | -43308.9814 | -43308.9814 | -43308.9814 | -43308.9814 | -43308.9814 | #DIV/0! | #DIV/0! | #DIV/0! | #DIV/0! | #DIV/0! | #DIV/0! | #DIV/0! | #DIV/0! | #DIV/0! | 36667.1181 | #DIV/0! | 29413.1181 | #DIV/0! | 1653.5563 | 1653.5563 | #DIV/0! | 32.53% | 0
0% | 0% | 0% | 2023 | 2 | 672 |  |  |  | 0 | 0 | 0 |  |  |  | 0 | 0 | 0 | 0 | 0 | 0 | 0 | 0 | 0 |  |  |  | 0 | 0 | 0 | 0 | 0 | 0 |  | 0 | 0 | 0 |  |  |  |  | 3360 |  | 8960 |  |  | 62.127 | 3090.077 | 2.8629 | 5.047 | 1185.0038 |  | 853.7 | 305.61 | 233.8749 | 18.1968 | 0 | 194.7231 | 0 | 25.2588 | 361.1741 | 0 | 19.2562 | 0 | 0 | 19.0238 | 170.8607 | 1792 | 102.9892 | 134.5588 | 486.8957 | 171.6152 | 185.1371 | 0 | 0 | 0 |  | 6552 | 6611.2 |  |  | 3.1196 |  | 949 | 5586 |  |  | 916.83 | 41441.3115 | -41441.3115 | -41441.3115 | -41441.3115 | -41441.3115 | -41441.3115 | -41441.3115 | -41441.3115 | -41441.3115 | -41441.3115 | #DIV/0! | #DIV/0! | #DIV/0! | #DIV/0! | #DIV/0! | #DIV/0! | #DIV/0! | #DIV/0! | #DIV/0! | [9 empty] | 0 | 41441.3115 | -41441.3115 | -41441.3115 | -41441.3115 | -41441.3115 | -41441.3115 | -41441.3115 | -41441.3115 | -41441.3115 | -41441.3115 | #DIV/0! | #DIV/0! | #DIV/0! | #DIV/0! | #DIV/0! | #DIV/0! | #DIV/0! | #DIV/0! | #DIV/0! | 34624.3589 | #DIV/0! | 28072.3589 | #DIV/0! | 1928.8411 | 1928.8411 | #DIV/0! | 31.26% | 0
0% | 0% | 0% | 2023 | 3 | 743 |  |  |  | 0 | 0 | 0 |  |  |  | 0 | 0 | 0 | 0 | 0 | 0 | 0 | 0 | 0 |  |  |  | 0 | 0 | 0 | 0 | 0 | 0 |  | 0 | 0 | 0 |  |  |  |  | 3720 |  | 9920 |  |  | 69.966 | 3880.129 | 4.0479 | 6.7448 | 1280.8106 |  | 2416.243 | 1032.439 | 449.5312 | 17.7375 | 0 | 213.1969 | 0 | 44.2029 | 694.2131 | 0 | 19.3972 | 0 | 0 | 33.2916 | 189.1672 | 1984 | 143.3354 | 187.2724 | 677.6378 | 227.1286 | 263.9443 | 0 | 0 | 0 |  | 7244.25 | 3912.1 |  |  | 13.1573 |  | 976 | 5605 |  |  | 3097.317 | 45224.9439 | -45224.9439 | -45224.9439 | -45224.9439 | -45224.9439 | -45224.9439 | -45224.9439 | -45224.9439 | -45224.9439 | -45224.9439 | #DIV/0! | #DIV/0! | #DIV/0! | #DIV/0! | #DIV/0! | #DIV/0! | #DIV/0! | #DIV/0! | #DIV/0! | [9 empty] | 0 | 45224.9439 | -45224.9439 | -45224.9439 | -45224.9439 | -45224.9439 | -45224.9439 | -45224.9439 | -45224.9439 | -45224.9439 | -45224.9439 | #DIV/0! | #DIV/0! | #DIV/0! | #DIV/0! | #DIV/0! | #DIV/0! | #DIV/0! | #DIV/0! | #DIV/0! | 41075.6969 | #DIV/0! | 33831.4469 | #DIV/0! | 2946.8593 | 2946.8593 | #DIV/0! | 32.86% | 0
0% | 0% | 0% | 2023 | 4 | 720 |  |  |  | 0 | 0 | 0 |  |  |  | 0 | 0 | 0 | 0 | 0 | 0 | 0 | 0 | 0 |  |  |  | 0 | 0 | 0 | 0 | 0 | 0 |  | 0 | 0 | 0 |  |  |  |  | 2880 |  | 9600 |  |  | 67.275 | 3766.019 | 4.8162 | 10.0984 | 1122.6138 |  | 1366.578 | 720.45 | 567.665 | 15.7514 | 0 | 201.0078 | 0 | 138.9235 | 1076.6056 | 0 | 19.984 | 0 | 0 | 104.6309 | 183.065 | 1920 | 153.0631 | 199.9819 | 723.6268 | 251.4964 | 270.0495 | 0 | 0 | 0 |  | 0 | 1488 |  |  | 2.3726 |  | 2749 | 4108 |  |  | 2161.35 | 33711.0737 | -33711.0737 | -33711.0737 | -33711.0737 | -33711.0737 | -33711.0737 | -33711.0737 | -33711.0737 | -33711.0737 | -33711.0737 | #DIV/0! | #DIV/0! | #DIV/0! | #DIV/0! | #DIV/0! | #DIV/0! | #DIV/0! | #DIV/0! | #DIV/0! | [9 empty] | 0 | 33711.0737 | -33711.0737 | -33711.0737 | -33711.0737 | -33711.0737 | -33711.0737 | -33711.0737 | -33711.0737 | -33711.0737 | -33711.0737 | #DIV/0! | #DIV/0! | #DIV/0! | #DIV/0! | #DIV/0! | #DIV/0! | #DIV/0! | #DIV/0! | #DIV/0! | 32004.7787 | #DIV/0! | 32004.7787 | #DIV/0! | 3704.8429 | 3704.8429 | #DIV/0! | 35.35% | 0
0% | 0% | 0% | 2023 | 5 | 744 |  |  |  | 0 | 0 | 0 |  |  |  | 0 | 0 | 0 | 0 | 0 | 0 | 0 | 0 | 0 |  |  |  | 0 | 0 | 0 | 0 | 0 | 0 |  | 0 | 0 | 0 |  |  |  |  | 2976 |  | 9920 |  |  | 67.743 | 3897.562 | 3.8588 | 10.2452 | 837.3363 |  | 1570 | 514.335 | 570.1075 | 12.0987 | 0 | 204.796 | 0 | 88.4058 | 1081.2378 | 0 | 12.7517 | 0 | 0 | 66.5833 | 189.1672 | 1984 | 176.2753 | 230.3094 | 833.3656 | 259.9197 | 308.8289 | 0 | 0 | 0 |  | 7254 | 992 |  |  | 0.014538 |  | 1540 | 2070 |  |  | 1543.005 | 37670.9415 | -37670.9415 | -37670.9415 | -37670.9415 | -37670.9415 | -37670.9415 | -37670.9415 | -37670.9415 | -37670.9415 | -37670.9415 | #DIV/0! | #DIV/0! | #DIV/0! | #DIV/0! | #DIV/0! | #DIV/0! | #DIV/0! | #DIV/0! | #DIV/0! | [9 empty] | 0 | 37670.9415 | -37670.9415 | -37670.9415 | -37670.9415 | -37670.9415 | -37670.9415 | -37670.9415 | -37670.9415 | -37670.9415 | -37670.9415 | #DIV/0! | #DIV/0! | #DIV/0! | #DIV/0! | #DIV/0! | #DIV/0! | #DIV/0! | #DIV/0! | #DIV/0! | 36460.0271 | #DIV/0! | 29206.0271 | #DIV/0! | 3829.0508 | 3829.0508 | #DIV/0! | 28.87% | 0
0% | 0% | 0% | 2023 | 6 | 720 |  |  |  | 0 | 0 | 0 |  |  |  | 0 | 0 | 0 | 0 | 0 | 0 | 0 | 0 | 0 |  |  |  | 0 | 0 | 0 | 0 | 0 | 0 |  | 0 | 0 | 0 |  |  |  |  | 2880 |  | 9600 |  |  | 71.253 | 3752.548 | 3.1302 | 6.5866 | 1170.1049 |  | 2058.091 | 523.84 | 605.9155 | 8.381 | 0 | 179.8249 | 0 | 37.8882 | 1149.1496 | 0 | 11.7635 | 0 | 0 | 28.5357 | 183.065 | 960 | 171.3852 | 223.9203 | 810.2471 | 272.0657 | 300.7535 | 0 | 0 | 0 |  | 7020 | 2828.8 |  |  | 2.1778 |  | 758 | 1853 |  |  | 1571.52 | 37470.4268 | -37470.4268 | -37470.4268 | -37470.4268 | -37470.4268 | -37470.4268 | -37470.4268 | -37470.4268 | -37470.4268 | -37470.4268 | #DIV/0! | #DIV/0! | #DIV/0! | #DIV/0! | #DIV/0! | #DIV/0! | #DIV/0! | #DIV/0! | #DIV/0! | [9 empty] | 0 | 37470.4268 | -37470.4268 | -37470.4268 | -37470.4268 | -37470.4268 | -37470.4268 | -37470.4268 | -37470.4268 | -37470.4268 | -37470.4268 | #DIV/0! | #DIV/0! | #DIV/0! | #DIV/0! | #DIV/0! | #DIV/0! | #DIV/0! | #DIV/0! | #DIV/0! | 34449.9072 | #DIV/0! | 27429.9072 | #DIV/0! | 3803.0704 | 3803.0704 | #DIV/0! | 24.03% | 0
0% | 0% | 0% | 2023 | 7 | 744 |  |  |  | 0 | 0 | 0 |  |  |  | 0 | 0 | 0 | 0 | 0 | 0 | 0 | 0 | 0 |  |  |  | 0 | 0 | 0 | 0 | 0 | 0 |  | 0 | 0 | 0 |  |  |  |  | 2976 |  | 9920 |  |  | 79.911 | 3856.356 | 2.2038 | 4.5985 | 1237.5529 |  | 1516.482 | 437.455 | 586.7974 | 7.5725 | 0 | 144.1235 | 0 | 37.8882 | 1300.7977 | 0 | 9.5734 | 0 | 0 | 28.5357 | 212.1802 | 992 | 173.3658 | 226.508 | 819.6105 | 281.1136 | 309.2245 | 0 | 0 | 0 |  | 7254 | 5087.2 |  |  | 2.1042 |  | 2468 | 1568 |  |  | 1312.365 | 41539.1545 | -41539.1545 | -41539.1545 | -41539.1545 | -41539.1545 | -41539.1545 | -41539.1545 | -41539.1545 | -41539.1545 | -41539.1545 | #DIV/0! | #DIV/0! | #DIV/0! | #DIV/0! | #DIV/0! | #DIV/0! | #DIV/0! | #DIV/0! | #DIV/0! | [9 empty] | 0 | 41539.1545 | -41539.1545 | -41539.1545 | -41539.1545 | -41539.1545 | -41539.1545 | -41539.1545 | -41539.1545 | -41539.1545 | -41539.1545 | #DIV/0! | #DIV/0! | #DIV/0! | #DIV/0! | #DIV/0! | #DIV/0! | #DIV/0! | #DIV/0! | #DIV/0! | 36298.9244 | #DIV/0! | 29044.9244 | #DIV/0! | 3993.1675 | 3993.1675 | #DIV/0! | 25.2% | 0
0% | 0% | 0% | 2023 | 8 | 744 |  |  |  | 0 | 0 | 0 |  |  |  | 0 | 0 | 0 | 0 | 0 | 0 | 0 | 0 | 0 |  |  |  | 0 | 0 | 0 | 0 | 0 | 0 |  | 0 | 0 | 0 |  |  |  |  | 2976 |  | 9920 |  |  | 75.582 | 3871.016 | 1.607 | 3.7436 | 1159.3159 |  | 1498.209 | 437.8775 | 569.0614 | 7.9692 | 0 | 158.6984 | 0 | 31.5735 | 1261.481 | 0 | 11.1529 | 0 | 0 | 23.7797 | 212.1802 | 992 | 164.5376 | 214.9738 | 777.8744 | 266.8055 | 287.7278 | 0 | 0 | 0 |  | 7254 | 3164 |  |  | 16.869 |  | 1590 | 2629 |  |  | 1313.6325 | 39577.0355 | -39577.0355 | -39577.0355 | -39577.0355 | -39577.0355 | -39577.0355 | -39577.0355 | -39577.0355 | -39577.0355 | -39577.0355 | #DIV/0! | #DIV/0! | #DIV/0! | #DIV/0! | #DIV/0! | #DIV/0! | #DIV/0! | #DIV/0! | #DIV/0! | [9 empty] | 0 | 39577.0355 | -39577.0355 | -39577.0355 | -39577.0355 | -39577.0355 | -39577.0355 | -39577.0355 | -39577.0355 | -39577.0355 | -39577.0355 | #DIV/0! | #DIV/0! | #DIV/0! | #DIV/0! | #DIV/0! | #DIV/0! | #DIV/0! | #DIV/0! | #DIV/0! | 36232.1175 | #DIV/0! | 28978.1175 | #DIV/0! | 3829.1171 | 3829.1171 | #DIV/0! | 28.52% | 0
0% | 0% | 0% | 2023 | 9 | 720 |  |  |  | 0 | 0 | 0 |  |  |  | 0 | 0 | 0 | 0 | 0 | 0 | 0 | 0 | 0 |  |  |  | 0 | 0 | 0 | 0 | 0 | 0 |  | 0 | 0 | 0 |  |  |  |  | 2880 |  | 9600 |  |  | 69.03 | 3636.853 | 1.5015 | 2.4584 | 1065.151 |  | 2037.955 | 662.4585 | 529.4808 | 10.5581 | 0 | 164.1237 | 0 | 6.3147 | 1173.7396 | 0 | 13.3559 | 0 | 0 | 4.7559 | 205.3357 | 960 | 131.3701 | 171.6393 | 621.0703 | 229.801 | 236.2474 | 0 | 0 | 0 |  | 7020 | 1848 |  |  | 2.2242 |  | 1226 | 1448 |  |  | 1987.3755 | 35957.424 | -35957.424 | -35957.424 | -35957.424 | -35957.424 | -35957.424 | -35957.424 | -35957.424 | -35957.424 | -35957.424 | #DIV/0! | #DIV/0! | #DIV/0! | #DIV/0! | #DIV/0! | #DIV/0! | #DIV/0! | #DIV/0! | #DIV/0! | [9 empty] | 0 | 35957.424 | -35957.424 | -35957.424 | -35957.424 | -35957.424 | -35957.424 | -35957.424 | -35957.424 | -35957.424 | -35957.424 | #DIV/0! | #DIV/0! | #DIV/0! | #DIV/0! | #DIV/0! | #DIV/0! | #DIV/0! | #DIV/0! | #DIV/0! | 33939.1162 | #DIV/0! | 26919.1162 | #DIV/0! | 3333.6688 | 3333.6688 | #DIV/0! | 31.86% | 0
0% | 0% | 0% | 2023 | 10 | 744 |  |  |  | 0 | 0 | 0 |  |  |  | 0 | 0 | 0 | 0 | 0 | 0 | 0 | 0 | 0 |  |  |  | 0 | 0 | 0 | 0 | 0 | 0 |  | 0 | 0 | 0 |  |  |  |  | 3720 |  | 9920 |  |  | 81.081 | 3825.847 | 2.6087 | 7.1166 | 1031.67 |  | 1760 | 793.255 | 387.8471 | 15.5237 | 0 | 180.288 | 0 | 44.2029 | 859.7697 | 0 | 16.5656 | 0 | 0 | 33.2916 | 212.1802 | 992 | 103.6511 | 135.4236 | 490.025 | 161.7551 | 161.2815 | 0 | 0 | 0 |  | 7254 | 1884.8 |  |  | 0 |  | 1308 | 3162 |  |  | 2379.765 | 38544.1833 | -38544.1833 | -38544.1833 | -38544.1833 | -38544.1833 | -38544.1833 | -38544.1833 | -38544.1833 | -38544.1833 | -38544.1833 | #DIV/0! | #DIV/0! | #DIV/0! | #DIV/0! | #DIV/0! | #DIV/0! | #DIV/0! | #DIV/0! | #DIV/0! | [9 empty] | 0 | 38544.1833 | -38544.1833 | -38544.1833 | -38544.1833 | -38544.1833 | -38544.1833 | -38544.1833 | -38544.1833 | -38544.1833 | -38544.1833 | #DIV/0! | #DIV/0! | #DIV/0! | #DIV/0! | #DIV/0! | #DIV/0! | #DIV/0! | #DIV/0! | #DIV/0! | 36469.3701 | #DIV/0! | 29215.3701 | #DIV/0! | 2621.5171 | 2621.5171 | #DIV/0! | 35.74% | 0
0% | 0% | 0% | 2023 | 11 | 721 |  |  |  | 0 | 0 | 0 |  |  |  | 0 | 0 | 0 | 0 | 0 | 0 | 0 | 0 | 0 |  |  |  | 0 | 0 | 0 | 0 | 0 | 0 |  | 0 | 0 | 0 |  |  |  |  | 3600 |  | 9600 |  |  | 63.882 | 3781.471 | 3.3028 | 9.056 | 1051.7654 |  | 2363 | 1022.525 | 283.8748 | 14.3997 | 0 | 188.4393 | 0 | 82.0911 | 629.2864 | 0 | 19.8447 | 0 | 0 | 61.8273 | 205.3357 | 960 | 63.8885 | 83.4724 | 302.0417 | 111.5693 | 124.0848 | 0 | 0 | 0 |  | 7029.75 | 2691.6 |  |  | 3.0642 |  | 1553 | 4663 |  |  | 3067.575 | 40565.5722 | -40565.5722 | -40565.5722 | -40565.5722 | -40565.5722 | -40565.5722 | -40565.5722 | -40565.5722 | -40565.5722 | -40565.5722 | #DIV/0! | #DIV/0! | #DIV/0! | #DIV/0! | #DIV/0! | #DIV/0! | #DIV/0! | #DIV/0! | #DIV/0! | [9 empty] | 0 | 40565.5722 | -40565.5722 | -40565.5722 | -40565.5722 | -40565.5722 | -40565.5722 | -40565.5722 | -40565.5722 | -40565.5722 | -40565.5722 | #DIV/0! | #DIV/0! | #DIV/0! | #DIV/0! | #DIV/0! | #DIV/0! | #DIV/0! | #DIV/0! | #DIV/0! | 37670.1099 | #DIV/0! | 30640.3599 | #DIV/0! | 1981.7165 | 1981.7165 | #DIV/0! | 40.51% | 0
0% | 0% | 0% | 2023 | 12 | 744 |  |  |  | 0 | 0 | 0 |  |  |  | 0 | 0 | 0 | 0 | 0 | 0 | 0 | 0 | 0 |  |  |  | 0 | 0 | 0 | 0 | 0 | 0 |  | 0 | 0 | 0 |  |  |  |  | 3720 |  | 9920 |  |  | 68.562 | 3888.845 | 4.1185 | 7.9337 | 1226.608 |  | 2225.224 | 899.0975 | 133.0263 | 14.893 | 0 | 193.4012 | 0 | 50.5176 | 294.8893 | 0 | 20.2832 | 0 | 0 | 38.0476 | 212.1802 | 992 | 58.2116 | 75.675 | 275.2031 | 102.722 | 109.2062 | 0 | 0 | 0 |  | 7254 | 4940.8 |  |  | 4.9023 |  | 1609 | 4206 |  |  | 2697.2925 | 42545.3474 | -42545.3474 | -42545.3474 | -42545.3474 | -42545.3474 | -42545.3474 | -42545.3474 | -42545.3474 | -42545.3474 | -42545.3474 | #DIV/0! | #DIV/0! | #DIV/0! | #DIV/0! | #DIV/0! | #DIV/0! | #DIV/0! | #DIV/0! | #DIV/0! | [9 empty] | 0 | 42545.3474 | -42545.3474 | -42545.3474 | -42545.3474 | -42545.3474 | -42545.3474 | -42545.3474 | -42545.3474 | -42545.3474 | -42545.3474 | #DIV/0! | #DIV/0! | #DIV/0! | #DIV/0! | #DIV/0! | #DIV/0! | #DIV/0! | #DIV/0! | #DIV/0! | 37394.1917 | #DIV/0! | 30140.1917 | #DIV/0! | 1384.8552 | 1384.8552 | #DIV/0! | 32.95% | 0
0% | 0% | 0% | 2024 | 1 | 744 |  |  |  | 0 | 0 | 0 |  |  |  | 0 | 0 | 0 | 0 | 0 | 0 | 0 | 0 | 0 |  |  |  | 0 | 0 | 0 | 0 | 0 | 0 |  | 0 | 0 | 0 | [6 empty] | 9920 |  |  | 68.094 | 3896.374 | 3.2503 | 7.0568 | 1258.1688 |  | 1660.8 | 473.125 | 187.6508 | 17.8999 | 0 | 199.4258 | 0 | 44.2029 | 415.9796 | 0 | 22.5177 | 0 | 0 | 33.2916 | 212.1802 | 992 | 82.3688 | 107.6176 | 389.4101 | 133.1305 | 152.164 | 0 | 0 | 0 |  | 7254 | 8308.8 |  |  | 2.5305 |  | 1154.6667 | 2662 |  |  | 1419.375 | 39658.7056 | -39658.7056 | -39658.7056 | -39658.7056 | -39658.7056 | -39658.7056 | -39658.7056 | -39658.7056 | -39658.7056 | -39658.7056 | #DIV/0! | #DIV/0! | #DIV/0! | #DIV/0! | #DIV/0! | #DIV/0! | #DIV/0! | #DIV/0! | #DIV/0! | [9 empty] | 0 | 39658.7056 | -39658.7056 | -39658.7056 | -39658.7056 | -39658.7056 | -39658.7056 | -39658.7056 | -39658.7056 | -39658.7056 | -39658.7056 | #DIV/0! | #DIV/0! | #DIV/0! | #DIV/0! | #DIV/0! | #DIV/0! | #DIV/0! | #DIV/0! | #DIV/0! | 26355.9755 | #DIV/0! | 23883.6422 | #DIV/0! | 1798.4138 | 1798.4138 | #DIV/0! | 32.53% | 0
0% | 0% | 0% | 2024 | 2 | 696 |  |  |  | 0 | 0 | 0 |  |  |  | 0 | 0 | 0 | 0 | 0 | 0 | 0 | 0 | 0 |  |  |  | 0 | 0 | 0 | 0 | 0 | 0 |  | 0 | 0 | 0 | [6 empty] | 9280 |  |  | 62.127 | 3090.077 | 2.8629 | 5.047 | 1185.0038 |  | 853.7 | 305.61 | 233.8749 | 18.1968 | 0 | 194.7231 | 0 | 25.2588 | 518.448 | 0 | 19.2562 | 0 | 0 | 19.0238 | 191.6466 | 928 | 102.4743 | 133.886 | 484.4612 | 170.7571 | 184.2114 | 0 | 0 | 0 |  | 6786 | 8596 |  |  | 3.1196 |  | 667.6667 | 5586 |  |  | 916.83 | 39647.4321 | -39647.4321 | -39647.4321 | -39647.4321 | -39647.4321 | -39647.4321 | -39647.4321 | -39647.4321 | -39647.4321 | -39647.4321 | #DIV/0! | #DIV/0! | #DIV/0! | #DIV/0! | #DIV/0! | #DIV/0! | #DIV/0! | #DIV/0! | #DIV/0! | [9 empty] | 0 | 39647.4321 | -39647.4321 | -39647.4321 | -39647.4321 | -39647.4321 | -39647.4321 | -39647.4321 | -39647.4321 | -39647.4321 | -39647.4321 | #DIV/0! | #DIV/0! | #DIV/0! | #DIV/0! | #DIV/0! | #DIV/0! | #DIV/0! | #DIV/0! | #DIV/0! | 26785.0129 | #DIV/0! | 24059.6796 | #DIV/0! | 2101.4951 | 2101.4951 | #DIV/0! | 31.26% | 0
0% | 0% | 0% | 2024 | 3 | 743 |  |  |  | 0 | 0 | 0 |  |  |  | 0 | 0 | 0 | 0 | 0 | 0 | 0 | 0 | 0 |  |  |  | 0 | 0 | 0 | 0 | 0 | 0 |  | 0 | 0 | 0 | [6 empty] | 9920 |  |  | 69.966 | 3880.129 | 4.0479 | 6.7448 | 1280.8106 |  | 2416.243 | 1032.439 | 449.5312 | 17.7375 | 0 | 213.1969 | 0 | 44.2029 | 996.5095 | 0 | 19.3972 | 0 | 0 | 33.2916 | 212.1802 | 992 | 142.6187 | 186.336 | 674.2496 | 225.993 | 262.6246 | 0 | 0 | 0 |  | 7244.25 | 5671.8 |  |  | 13.1573 |  | 1476.3333 | 5605 |  |  | 3097.317 | 43090.7901 | -43090.7901 | -43090.7901 | -43090.7901 | -43090.7901 | -43090.7901 | -43090.7901 | -43090.7901 | -43090.7901 | -43090.7901 | #DIV/0! | #DIV/0! | #DIV/0! | #DIV/0! | #DIV/0! | #DIV/0! | #DIV/0! | #DIV/0! | #DIV/0! | [9 empty] | 0 | 43090.7901 | -43090.7901 | -43090.7901 | -43090.7901 | -43090.7901 | -43090.7901 | -43090.7901 | -43090.7901 | -43090.7901 | -43090.7901 | #DIV/0! | #DIV/0! | #DIV/0! | #DIV/0! | #DIV/0! | #DIV/0! | #DIV/0! | #DIV/0! | #DIV/0! | 32083.3847 | #DIV/0! | 29937.5931 | #DIV/0! | 3264.6721 | 3264.6721 | #DIV/0! | 32.86% | 0
0% | 0% | 0% | 2024 | 4 | 720 |  |  |  | 0 | 0 | 0 |  |  |  | 0 | 0 | 0 | 0 | 0 | 0 | 0 | 0 | 0 |  |  |  | 0 | 0 | 0 | 0 | 0 | 0 |  | 0 | 0 | 0 | [6 empty] | 9600 |  |  | 67.275 | 3766.019 | 4.8162 | 10.0984 | 1122.6138 |  | 1366.578 | 720.45 | 567.665 | 15.7514 | 0 | 201.0078 | 0 | 138.9235 | 1258.3855 | 0 | 19.984 | 0 | 0 | 104.6309 | 205.3357 | 960 | 152.2978 | 198.982 | 720.0086 | 250.2389 | 268.6992 | 0 | 0 | 0 |  | 7020 | 2966.4 |  |  | 2.3726 |  | 2495.3333 | 4108 |  |  | 2161.35 | 38311.8666 | -38311.8666 | -38311.8666 | -38311.8666 | -38311.8666 | -38311.8666 | -38311.8666 | -38311.8666 | -38311.8666 | -38311.8666 | #DIV/0! | #DIV/0! | #DIV/0! | #DIV/0! | #DIV/0! | #DIV/0! | #DIV/0! | #DIV/0! | #DIV/0! | [9 empty] | 0 | 38311.8666 | -38311.8666 | -38311.8666 | -38311.8666 | -38311.8666 | -38311.8666 | -38311.8666 | -38311.8666 | -38311.8666 | -38311.8666 | #DIV/0! | #DIV/0! | #DIV/0! | #DIV/0! | #DIV/0! | #DIV/0! | #DIV/0! | #DIV/0! | #DIV/0! | 29121.8383 | #DIV/0! | 28107.1716 | #DIV/0! | 3900.9025 | 3900.9025 | #DIV/0! | 35.35% | 0
0% | 0% | 0% | 2024 | 5 | 744 |  |  |  | 0 | 0 | 0 |  |  |  | 0 | 0 | 0 | 0 | 0 | 0 | 0 | 0 | 0 |  |  |  | 0 | 0 | 0 | 0 | 0 | 0 |  | 0 | 0 | 0 | [6 empty] | 9920 |  |  | 67.743 | 3897.562 | 3.8588 | 10.2452 | 837.3363 |  | 1570 | 514.335 | 570.1075 | 12.0987 | 0 | 204.796 | 0 | 88.4058 | 1263.7999 | 0 | 12.7517 | 0 | 0 | 66.5833 | 212.1802 | 992 | 175.3939 | 229.1578 | 829.1987 | 258.6201 | 307.2847 | 0 | 0 | 0 |  | 7254 | 2480 |  |  | 0.014538 |  | 1762.6667 | 2070 |  |  | 1543.005 | 35610.1398 | -35610.1398 | -35610.1398 | -35610.1398 | -35610.1398 | -35610.1398 | -35610.1398 | -35610.1398 | -35610.1398 | -35610.1398 | #DIV/0! | #DIV/0! | #DIV/0! | #DIV/0! | #DIV/0! | #DIV/0! | #DIV/0! | #DIV/0! | #DIV/0! | [9 empty] | 0 | 35610.1398 | -35610.1398 | -35610.1398 | -35610.1398 | -35610.1398 | -35610.1398 | -35610.1398 | -35610.1398 | -35610.1398 | -35610.1398 | #DIV/0! | #DIV/0! | #DIV/0! | #DIV/0! | #DIV/0! | #DIV/0! | #DIV/0! | #DIV/0! | #DIV/0! | 27521.5587 | #DIV/0! | 25657.2254 | #DIV/0! | 4025.5824 | 4025.5824 | #DIV/0! | 28.87% | 0
0% | 0% | 0% | 2024 | 6 | 720 |  |  |  | 0 | 0 | 0 |  |  |  | 0 | 0 | 0 | 0 | 0 | 0 | 0 | 0 | 0 |  |  |  | 0 | 0 | 0 | 0 | 0 | 0 |  | 0 | 0 | 0 | [6 empty] | 9600 |  |  | 71.253 | 3752.548 | 3.1302 | 6.5866 | 1170.1049 |  | 2058.091 | 523.84 | 605.9155 | 8.381 | 0 | 179.8249 | 0 | 37.8882 | 1343.1783 | 0 | 11.7635 | 0 | 0 | 28.5357 | 205.3357 | 960 | 170.5283 | 222.8007 | 806.1959 | 270.7054 | 299.2498 | 0 | 0 | 0 |  | 7020 | 4160 |  |  | 2.1778 |  | 680.6667 | 1853 |  |  | 1571.52 | 36051.701 | -36051.701 | -36051.701 | -36051.701 | -36051.701 | -36051.701 | -36051.701 | -36051.701 | -36051.701 | -36051.701 | #DIV/0! | #DIV/0! | #DIV/0! | #DIV/0! | #DIV/0! | #DIV/0! | #DIV/0! | #DIV/0! | #DIV/0! | [9 empty] | 0 | 36051.701 | -36051.701 | -36051.701 | -36051.701 | -36051.701 | -36051.701 | -36051.701 | -36051.701 | -36051.701 | -36051.701 | #DIV/0! | #DIV/0! | #DIV/0! | #DIV/0! | #DIV/0! | #DIV/0! | #DIV/0! | #DIV/0! | #DIV/0! | 27509.3147 | #DIV/0! | 24679.9814 | #DIV/0! | 4010.4779 | 4010.4779 | #DIV/0! | 24.03% | 0
0% | 0% | 0% | 2024 | 7 | 744 |  |  |  | 0 | 0 | 0 |  |  |  | 0 | 0 | 0 | 0 | 0 | 0 | 0 | 0 | 0 |  |  |  | 0 | 0 | 0 | 0 | 0 | 0 |  | 0 | 0 | 0 | [6 empty] | 9920 |  |  | 79.911 | 3856.356 | 2.2038 | 4.5985 | 1237.5529 |  | 1516.482 | 437.455 | 586.7974 | 7.5725 | 0 | 144.1235 | 0 | 37.8882 | 1488.7043 | 0 | 9.5734 | 0 | 0 | 28.5357 | 212.1802 | 992 | 172.499 | 225.3755 | 815.5125 | 279.7081 | 307.6784 | 0 | 0 | 0 |  | 7254 | 6664.8 |  |  | 2.1042 |  | 971.3333 | 1568 |  |  | 1312.365 | 38822.9453 | -38822.9453 | -38822.9453 | -38822.9453 | -38822.9453 | -38822.9453 | -38822.9453 | -38822.9453 | -38822.9453 | -38822.9453 | #DIV/0! | #DIV/0! | #DIV/0! | #DIV/0! | #DIV/0! | #DIV/0! | #DIV/0! | #DIV/0! | #DIV/0! | [9 empty] | 0 | 38822.9453 | -38822.9453 | -38822.9453 | -38822.9453 | -38822.9453 | -38822.9453 | -38822.9453 | -38822.9453 | -38822.9453 | -38822.9453 | #DIV/0! | #DIV/0! | #DIV/0! | #DIV/0! | #DIV/0! | #DIV/0! | #DIV/0! | #DIV/0! | #DIV/0! | 27406.7819 | #DIV/0! | 24751.1152 | #DIV/0! | 4172.025 | 4172.025 | #DIV/0! | 25.2% | 0
0% | 0% | 0% | 2024 | 8 | 744 |  |  |  | 0 | 0 | 0 |  |  |  | 0 | 0 | 0 | 0 | 0 | 0 | 0 | 0 | 0 |  |  |  | 0 | 0 | 0 | 0 | 0 | 0 |  | 0 | 0 | 0 | [6 empty] | 9920 |  |  | 75.582 | 3871.016 |  |  | 1159.3159 |  | 1498.209 | 437.8775 | 569.0614 | 7.9692 | 0 | 158.6984 | 0 | 31.5735 | 1443.7081 | 0 | 11.1529 | 0 | 0 | 23.7797 | 212.1802 | 992 | 163.7149 | 213.8989 | 773.985 | 265.4715 | 286.2892 | 0 | 0 | 0 |  | 7254 | 4610.4 |  |  | 16.869 |  | 598.3333 | 2629 |  |  | 1313.6325 | 37224.0857 | -37224.0857 | -37224.0857 | -37224.0857 | -37224.0857 | -37224.0857 | -37224.0857 | -37224.0857 | -37224.0857 | -37224.0857 | #DIV/0! | #DIV/0! | #DIV/0! | #DIV/0! | #DIV/0! | #DIV/0! | #DIV/0! | #DIV/0! | #DIV/0! | [9 empty] | 0 | 37224.0857 | -37224.0857 | -37224.0857 | -37224.0857 | -37224.0857 | -37224.0857 | -37224.0857 | -37224.0857 | -37224.0857 | -37224.0857 | #DIV/0! | #DIV/0! | #DIV/0! | #DIV/0! | #DIV/0! | #DIV/0! | #DIV/0! | #DIV/0! | #DIV/0! | 28212.785 | #DIV/0! | 25184.1183 | #DIV/0! | 4002.7846 | 4002.7846 | #DIV/0! | 28.52% | 0
0% | 0% | 0% | 2024 | 9 | 720 |  |  |  | 0 | 0 | 0 |  |  |  | 0 | 0 | 0 | 0 | 0 | 0 | 0 | 0 | 0 |  |  |  | 0 | 0 | 0 | 0 | 0 | 0 |  | 0 | 0 | 0 | [6 empty] | 9600 |  |  | 69.03 | 3636.853 |  |  | 1065.151 |  | 2037.955 | 662.4585 | 529.4808 | 10.5581 | 0 | 164.1237 | 0 | 6.3147 | 1343.2921 | 0 | 13.3559 | 0 | 0 | 4.7559 | 205.3357 | 960 | 130.7132 | 170.7811 | 617.9649 | 228.652 | 235.0662 | 0 | 0 | 0 |  | 7020 | 3288 |  |  | 2.2242 |  | 655.3333 | 1448 |  |  | 1987.3755 | 34105.3993 | -34105.3993 | -34105.3993 | -34105.3993 | -34105.3993 | -34105.3993 | -34105.3993 | -34105.3993 | -34105.3993 | -34105.3993 | #DIV/0! | #DIV/0! | #DIV/0! | #DIV/0! | #DIV/0! | #DIV/0! | #DIV/0! | #DIV/0! | #DIV/0! | [9 empty] | 0 | 34105.3993 | -34105.3993 | -34105.3993 | -34105.3993 | -34105.3993 | -34105.3993 | -34105.3993 | -34105.3993 | -34105.3993 | -34105.3993 | #DIV/0! | #DIV/0! | #DIV/0! | #DIV/0! | #DIV/0! | #DIV/0! | #DIV/0! | #DIV/0! | #DIV/0! | 26485.718 | #DIV/0! | 23631.0514 | #DIV/0! | 3496.2706 | 3496.2706 | #DIV/0! | 31.86% | 0
0% | 0% | 0% | 2024 | 10 | 744 |  |  |  | 0 | 0 | 0 |  |  |  | 0 | 0 | 0 | 0 | 0 | 0 | 0 | 0 | 0 |  |  |  | 0 | 0 | 0 | 0 | 0 | 0 |  | 0 | 0 | 0 | [6 empty] | 9920 |  |  | 81.081 | 3825.847 |  |  | 1031.67 |  | 1760 | 793.255 | 387.8471 | 15.5237 | 0 | 180.288 | 0 | 44.2029 | 983.9677 | 0 | 16.5656 | 0 | 0 | 33.2916 | 212.1802 | 992 | 103.1329 | 134.7465 | 487.5749 | 160.9463 | 160.4751 | 0 | 0 | 0 |  | 0 | 3794.4 |  |  | 0 |  | 865.3333 | 3162 |  |  | 2379.765 | 29146.3287 | -29146.3287 | -29146.3287 | -29146.3287 | -29146.3287 | -29146.3287 | -29146.3287 | -29146.3287 | -29146.3287 | -29146.3287 | #DIV/0! | #DIV/0! | #DIV/0! | #DIV/0! | #DIV/0! | #DIV/0! | #DIV/0! | #DIV/0! | #DIV/0! | [9 empty] | 0 | 29146.3287 | -29146.3287 | -29146.3287 | -29146.3287 | -29146.3287 | -29146.3287 | -29146.3287 | -29146.3287 | -29146.3287 | -29146.3287 | #DIV/0! | #DIV/0! | #DIV/0! | #DIV/0! | #DIV/0! | #DIV/0! | #DIV/0! | #DIV/0! | #DIV/0! | 24306.3073 | #DIV/0! | 25171.6407 | #DIV/0! | 2740.4544 | 2740.4544 | #DIV/0! | 35.74% | 0
0% | 0% | 0% | 2024 | 11 | 721 |  |  |  | 0 | 0 | 0 |  |  |  | 0 | 0 | 0 | 0 | 0 | 0 | 0 | 0 | 0 |  |  |  | 0 | 0 | 0 | 0 | 0 | 0 |  | 0 | 0 | 0 | [6 empty] | 9600 |  |  | 63.882 | 3781.471 |  |  | 1051.7654 |  | 2363 | 1022.525 | 283.8748 | 14.3997 | 0 | 188.4393 | 0 | 82.0911 | 720.1899 | 0 | 19.8447 | 0 | 0 | 61.8273 | 205.3357 | 960 | 63.5691 | 83.0551 | 300.5315 | 111.0115 | 123.4643 | 0 | 0 | 0 |  | 7029.75 | 4467.1 |  |  | 3.0642 |  | 1161.3333 | 4663 |  |  | 3067.575 | 38424.5249 | -38424.5249 | -38424.5249 | -38424.5249 | -38424.5249 | -38424.5249 | -38424.5249 | -38424.5249 | -38424.5249 | -38424.5249 | #DIV/0! | #DIV/0! | #DIV/0! | #DIV/0! | #DIV/0! | #DIV/0! | #DIV/0! | #DIV/0! | #DIV/0! | [9 empty] | 0 | 38424.5249 | -38424.5249 | -38424.5249 | -38424.5249 | -38424.5249 | -38424.5249 | -38424.5249 | -38424.5249 | -38424.5249 | -38424.5249 | #DIV/0! | #DIV/0! | #DIV/0! | #DIV/0! | #DIV/0! | #DIV/0! | #DIV/0! | #DIV/0! | #DIV/0! | 29089.7131 | #DIV/0! | 26736.1714 | #DIV/0! | 2069.1947 | 2069.1947 | #DIV/0! | 40.51% | 0
0% | 0% | 0% | 2024 | 12 | 744 |  |  |  | 0 | 0 | 0 |  |  |  | 0 | 0 | 0 | 0 | 0 | 0 | 0 | 0 | 0 |  |  |  | 0 | 0 | 0 | 0 | 0 | 0 |  | 0 | 0 | 0 | [6 empty] | 9920 |  |  | 68.562 | 3888.845 |  |  | 1226.608 |  | 2225.224 | 899.0975 | 133.0263 | 14.893 | 0 | 193.4012 | 0 | 50.5176 | 337.4876 | 0 | 20.2832 | 0 | 0 | 38.0476 | 212.1802 | 992 | 57.9205 | 75.2966 | 273.8271 | 102.2084 | 108.6601 | 0 | 0 | 0 |  | 7254 | 6829.6 |  |  | 4.9023 |  | 1762.3333 | 4206 |  |  | 2697.2925 | 40894.9217 | -40894.9217 | -40894.9217 | -40894.9217 | -40894.9217 | -40894.9217 | -40894.9217 | -40894.9217 | -40894.9217 | -40894.9217 | #DIV/0! | #DIV/0! | #DIV/0! | #DIV/0! | #DIV/0! | #DIV/0! | #DIV/0! | #DIV/0! | #DIV/0! | [9 empty] | 0 | 40894.9217 | -40894.9217 | -40894.9217 | -40894.9217 | -40894.9217 | -40894.9217 | -40894.9217 | -40894.9217 | -40894.9217 | -40894.9217 | #DIV/0! | #DIV/0! | #DIV/0! | #DIV/0! | #DIV/0! | #DIV/0! | #DIV/0! | #DIV/0! | #DIV/0! | 28477.6848 | #DIV/0! | 26613.0181 | #DIV/0! | 1424.3483 | 1424.3483 | #DIV/0! | 32.95% | 0
0% | 0% | 0% | 2025 | 1 | 744 | 48460.8581 | 48460.8581 | 48460.8581 | 38.3744 | 38.3744 | 38.3744 | 350.7979 | 755.3798 | 1.8813 | 48090.066 | 48090.066 | 48090.066 | 48421.9193 | 48421.9193 | 48421.9193 | 48090.066 | 48090.066 | 48090.066 | 263.7132 | 491.1418 | 66.9247 | 48581.2077 | 48581.2077 | 48581.2077 | 48685.6325 | 48913.061 | 48488.844 | 48700.9525 | 48581.2077 | 48581.2077 | 48581.2077 | [6 empty] | 9920 |  |  | 98.514 | 3278.675 |  |  | 1258.1688 |  | 1660.8 | 473.125 | 187.6508 | 17.8999 | 0 | 199.4258 | 0 | 44.2029 | 476.0699 | 0 | 22.5177 | 0 | 0 | 33.2916 | 212.1802 | 992 | 81.957 | 107.0795 | 387.4631 | 132.4648 | 151.4032 | 245.5585 | 528.7659 | 1.3169 |  | 7254 | 8308.8 |  |  | 2.5305 |  | 1154.6667 | 2662 |  |  | 1419.375 | 39892.5276 | 8688.6801 | 8688.6801 | 8688.6801 | 8793.1049 | 9020.5334 | 8596.3163 | 8688.6801 | 8688.6801 | 8688.6801 | 17.88% | 17.88% | 17.88% | 18.06% | 18.44% | 17.73% | 17.88% | 17.88% | 17.88% | [9 empty] | 0 | 39892.5276 | 8688.6801 | 8688.6801 | 8688.6801 | 8793.1049 | 9020.5334 | 8596.3163 | 8688.6801 | 8688.6801 | 8688.6801 | 17.88% | 17.88% | 17.88% | 18.06% | 18.44% | 17.73% | 17.88% | 17.88% | 17.88% | 26354.5462 | 53.88% | 23882.2129 | 48.83% | 2382.9465 | 2384.2634 | 4.874% | 32.53% | 336.274
0% | 0% | 0% | 2025 | 2 | 672 | 43845.9581 | 43845.9581 | 43845.9581 | 76.7487 | 76.7487 | 76.7487 | 758.1276 | 1632.4908 | 6.0487 | 43050.2092 | 43050.2092 | 43050.2092 | 43767.3947 | 43767.3947 | 43767.3947 | 43050.2092 | 43050.2092 | 43050.2092 | 478.8164 | 837.6103 | 116.1641 | 43887.8195 | 43887.8195 | 43887.8195 | 44246.2111 | 44605.005 | 43883.5588 | 44244.2819 | 43887.8195 | 43887.8195 | 43887.8195 | [6 empty] | 8960 |  |  | 92.898 | 3057.587 |  |  | 1185.0038 |  | 853.7 | 305.61 | 233.8749 | 18.1968 | 0 | 194.7231 | 0 | 25.2588 | 593.3404 | 0 | 19.2562 | 0 | 0 | 19.0238 | 191.6466 | 896 | 101.9619 | 133.2165 | 482.0389 | 169.9033 | 183.2903 | 530.6893 | 1142.7435 | 4.2341 |  | 6552 | 8291.2 |  |  | 3.1196 |  | 667.6667 | 5586 |  |  | 916.83 | 40494.1836 | 3393.6359 | 3393.6359 | 3393.6359 | 3752.0275 | 4110.8214 | 3389.3752 | 3393.6359 | 3393.6359 | 3393.6359 | 7.733% | 7.733% | 7.733% | 8.48% | 9.216% | 7.724% | 7.733% | 7.733% | 7.733% | [9 empty] | 0 | 40494.1836 | 3393.6359 | 3393.6359 | 3393.6359 | 3752.0275 | 4110.8214 | 3389.3752 | 3393.6359 | 3393.6359 | 3393.6359 | 7.733% | 7.733% | 7.733% | 8.48% | 9.216% | 7.724% | 7.733% | 7.733% | 7.733% | 27530.785 | 61.72% | 24922.4516 | 55.87% | 3313.752 | 3317.9861 | 7.439% | 31.26% | 699.102
0% | 0% | 0% | 2025 | 3 | 743 | 45956.2966 | 45956.2966 | 45956.2966 | 115.1231 | 115.1231 | 115.1231 | 1050.2026 | 2261.4216 | 12.3763 | 44843.9733 | 44843.9733 | 44843.9733 | 45837.4606 | 45837.4606 | 45837.4606 | 44843.9733 | 44843.9733 | 44843.9733 | 643.9974 | 1083.2318 | 153.263 | 45927.2051 | 45927.2051 | 45927.2051 | 46481.4579 | 46920.6923 | 45990.7235 | 46455.7079 | 45927.2051 | 45927.2051 | 45927.2051 | [6 empty] | 9920 |  |  | 87.516 | 3232.714 |  |  | 1280.8106 |  | 2416.243 | 1032.439 | 449.5312 | 17.7375 | 0 | 213.1969 | 0 | 44.2029 | 1140.4602 | 0 | 19.3972 | 0 | 0 | 33.2916 | 212.1802 | 992 | 141.9057 | 185.4043 | 670.8784 | 224.863 | 261.3115 | 735.1418 | 1582.9951 | 8.6634 |  | 7244.25 | 5671.8 |  |  | 13.1573 |  | 1476.3333 | 5605 |  |  | 3097.317 | 44913.4242 | 1013.7808 | 1013.7808 | 1013.7808 | 1568.0337 | 2007.2681 | 1077.2993 | 1013.7808 | 1013.7808 | 1013.7808 | 2.207% | 2.207% | 2.207% | 3.373% | 4.278% | 2.342% | 2.207% | 2.207% | 2.207% | [9 empty] | 0 | 44913.4242 | 1013.7808 | 1013.7808 | 1013.7808 | 1568.0337 | 2007.2681 | 1077.2993 | 1013.7808 | 1013.7808 | 1013.7808 | 2.207% | 2.207% | 2.207% | 3.373% | 4.278% | 2.342% | 2.207% | 2.207% | 2.207% | 33181.6698 | 70.72% | 31035.8781 | 66.15% | 4984.1588 | 4992.8222 | 10.64% | 32.86% | 1019.1246
0% | 0% | 0% | 2025 | 4 | 720 | 38605.7842 | 38605.7842 | 38605.7842 | 153.4975 | 153.4975 | 153.4975 | 1418.2287 | 3053.8992 | 25.3999 | 37103.0284 | 37103.0284 | 37103.0284 | 38444.6667 | 38444.6667 | 38444.6667 | 37103.0284 | 37103.0284 | 37103.0284 | 703.4672 | 1052.7714 | 153.7553 | 38155.7998 | 38155.7998 | 38155.7998 | 39148.1339 | 39497.4381 | 38598.4221 | 39047.9301 | 38155.7998 | 38155.7998 | 38155.7998 | [6 empty] | 9600 |  |  | 96.057 | 3017.966 |  |  | 1122.6138 |  | 1366.578 | 720.45 | 567.665 | 15.7514 | 0 | 201.0078 | 0 | 138.9235 | 1440.1655 | 0 | 19.984 | 0 | 0 | 104.6309 | 205.3357 | 960 | 151.5363 | 197.9871 | 716.4086 | 248.9877 | 267.3557 | 992.7601 | 2137.7295 | 17.7799 |  | 7020 | 2966.4 |  |  | 2.3726 |  | 2495.3333 | 4108 |  |  | 2161.35 | 40899.7792 | -2743.9795 | -2743.9795 | -2743.9795 | -1751.6453 | -1402.3411 | -2301.3572 | -2743.9795 | -2743.9795 | -2743.9795 | -7.192% | -7.192% | -7.192% | -4.474% | -3.55% | -5.962% | -7.192% | -7.192% | -7.192% | [9 empty] | 0 | 40899.7792 | -2743.9795 | -2743.9795 | -2743.9795 | -1751.6453 | -1402.3411 | -2301.3572 | -2743.9795 | -2743.9795 | -2743.9795 | -7.192% | -7.192% | -7.192% | -4.474% | -3.55% | -5.962% | -7.192% | -7.192% | -7.192% | 30731.9055 | 77.81% | 29717.2388 | 75.24% | 6212.4607 | 6230.2407 | 15.77% | 35.35% | 1483.4248
0% | 0% | 0% | 2025 | 5 | 744 | 36803.9268 | 36803.9268 | 36803.9268 | 191.8719 | 191.8719 | 191.8719 | 1750.7818 | 3769.9923 | 43.2015 | 34942.8622 | 34942.8622 | 34942.8622 | 36599.0945 | 36599.0945 | 36599.0945 | 34942.8622 | 34942.8622 | 34942.8622 | 680.9677 | 893.684 | 137.2035 | 35836.5463 | 35836.5463 | 35836.5463 | 37280.0621 | 37492.7785 | 36736.2979 | 37114.5382 | 35836.5463 | 35836.5463 | 35836.5463 | [6 empty] | 9920 |  |  | 109.161 | 3327.41 |  |  | 837.3363 |  | 1570 | 514.335 | 570.1075 | 12.0987 | 0 | 204.796 | 0 | 88.4058 | 1446.362 | 0 | 12.7517 | 0 | 0 | 66.5833 | 212.1802 | 992 | 174.5169 | 228.012 | 825.0528 | 257.327 | 305.7483 | 1225.5473 | 2638.9946 | 30.2411 |  | 7254 | 2480 |  |  | 0.014538 |  | 1762.6667 | 2070 |  |  | 1543.005 | 39135.6486 | -3299.1023 | -3299.1023 | -3299.1023 | -1855.5865 | -1642.8701 | -2399.3507 | -3299.1023 | -3299.1023 | -3299.1023 | -9.206% | -9.206% | -9.206% | -4.977% | -4.382% | -6.531% | -9.206% | -9.206% | -9.206% | [9 empty] | 0 | 39135.6486 | -3299.1023 | -3299.1023 | -3299.1023 | -1855.5865 | -1642.8701 | -2399.3507 | -3299.1023 | -3299.1023 | -3299.1023 | -9.206% | -9.206% | -9.206% | -4.977% | -4.382% | -6.531% | -9.206% | -9.206% | -9.206% | 29835.6242 | 79.58% | 27971.2909 | 74.6% | 6838.1408 | 6868.3818 | 18.32% | 28.87% | 1498.6245
0% | 0% | 0% | 2025 | 6 | 720 | 39126.9731 | 39126.9731 | 39126.9731 | 230.2462 | 230.2462 | 230.2462 | 1630.7562 | 3511.5388 | 61.9643 | 37335.4491 | 37335.4491 | 37335.4491 | 38878.1376 | 38878.1376 | 38878.1376 | 37335.4491 | 37335.4491 | 37335.4491 | 862.05 | 1178.5266 | 189.8259 | 38513.9757 | 38513.9757 | 38513.9757 | 39740.1876 | 40056.6642 | 39067.9635 | 39562.3139 | 38513.9757 | 38513.9757 | 38513.9757 | [6 empty] | 9600 |  |  | 128.934 | 3110.284 |  |  | 1170.1049 |  | 2058.091 | 523.84 | 605.9155 | 8.381 | 0 | 179.8249 | 0 | 37.8882 | 1537.207 | 0 | 11.7635 | 0 | 0 | 28.5357 | 205.3357 | 960 | 169.6756 | 221.6867 | 802.1649 | 269.3519 | 297.7535 | 1141.5293 | 2458.0772 | 43.375 |  | 7020 | 4214.4 |  |  | 2.1778 |  | 680.6667 | 1853 |  |  | 1571.52 | 39339.9639 | -825.9882 | -825.9882 | -825.9882 | 400.2237 | 716.7003 | -272.0004 | -825.9882 | -825.9882 | -825.9882 | -2.145% | -2.145% | -2.145% | 1.007% | 1.789% | -0.6962% | -2.145% | -2.145% | -2.145% | [9 empty] | 0 | 39339.9639 | -825.9882 | -825.9882 | -825.9882 | 400.2237 | 716.7003 | -272.0004 | -825.9882 | -825.9882 | -825.9882 | -2.145% | -2.145% | -2.145% | 1.007% | 1.789% | -0.6962% | -2.145% | -2.145% | -2.145% | 29611.3652 | 73.92% | 26782.0319 | 66.86% | 6653.7363 | 6697.1113 | 16.72% | 24.03% | 1166.7467
0% | 0% | 0% | 2025 | 7 | 744 | 44918.9052 | 44918.9052 | 44918.9052 | 268.6206 | 268.6206 | 268.6206 | 1709.2251 | 3680.5075 | 86.3906 | 43007.4477 | 43007.4477 | 43007.4477 | 44624.3674 | 44624.3674 | 44624.3674 | 43007.4477 | 43007.4477 | 43007.4477 | 1141.0809 | 1779.7611 | 270.0753 | 44787.2088 | 44787.2088 | 44787.2088 | 45765.4484 | 46404.1285 | 44894.4427 | 45649.2856 | 44787.2088 | 44787.2088 | 44787.2088 | [6 empty] | 9920 |  |  | 118.521 | 3084.53 |  |  | 1237.5529 |  | 1516.482 | 437.455 | 586.7974 | 7.5725 | 0 | 144.1235 | 0 | 37.8882 | 1488.7043 | 0 | 9.5734 | 0 | 0 | 28.5357 | 212.1802 | 992 | 171.6365 | 224.2486 | 811.4349 | 278.3095 | 306.14 | 1196.4576 | 2576.3552 | 60.4734 |  | 7254 | 6664.8 |  |  | 2.1042 |  | 971.3333 | 1568 |  |  | 1312.365 | 41907.2093 | 2879.9995 | 2879.9995 | 2879.9995 | 3858.2391 | 4496.9193 | 2987.2334 | 2879.9995 | 2879.9995 | 2879.9995 | 6.43% | 6.43% | 6.43% | 8.43% | 9.691% | 6.654% | 6.43% | 6.43% | 6.43% | [9 empty] | 0 | 41907.2093 | 2879.9995 | 2879.9995 | 2879.9995 | 3858.2391 | 4496.9193 | 2987.2334 | 2879.9995 | 2879.9995 | 2879.9995 | 6.43% | 6.43% | 6.43% | 8.43% | 9.691% | 6.654% | 6.43% | 6.43% | 6.43% | 29301.3906 | 63.14% | 26645.724 | 57.42% | 6739.3764 | 6799.8498 | 14.65% | 25.2% | 1287.4091
0% | 0% | 0% | 2025 | 8 | 744 | 42901.8926 | 42901.8926 | 42901.8926 | 306.995 | 306.995 | 306.995 | 1523.4197 | 3280.409 | 103.5799 | 41122.675 | 41122.675 | 41122.675 | 42563.8236 | 42563.8236 | 42563.8236 | 41122.675 | 41122.675 | 41122.675 | 1219.4081 | 1781.3281 | 278.056 | 42904.0031 | 42904.0031 | 42904.0031 | 43783.2317 | 44345.1517 | 42841.8796 | 43593.5157 | 42904.0031 | 42904.0031 | 42904.0031 | [6 empty] | 9920 |  |  | 107.64 | 3021.928 |  |  | 1159.3159 |  | 1498.209 | 437.8775 | 569.0614 | 7.9692 | 0 | 158.6984 | 0 | 31.5735 | 1443.7081 | 0 | 11.1529 | 0 | 0 | 23.7797 | 212.1802 | 992 | 162.8964 | 212.8294 | 770.1151 | 264.1441 | 284.8578 | 1066.3938 | 2296.2863 | 72.506 |  | 7254 | 4568.8 |  |  | 16.869 |  | 598.3333 | 2629 |  |  | 1313.6325 | 39792.125 | 3111.8781 | 3111.8781 | 3111.8781 | 3991.1068 | 4553.0267 | 3049.7547 | 3111.8781 | 3111.8781 | 3111.8781 | 7.253% | 7.253% | 7.253% | 9.116% | 10.27% | 7.119% | 7.253% | 7.253% | 7.253% | [9 empty] | 0 | 39792.125 | 3111.8781 | 3111.8781 | 3111.8781 | 3991.1068 | 4553.0267 | 3049.7547 | 3111.8781 | 3111.8781 | 3111.8781 | 7.253% | 7.253% | 7.253% | 9.116% | 10.27% | 7.119% | 7.253% | 7.253% | 7.253% | 29756.0305 | 67.1% | 26727.3638 | 60.27% | 6290.5541 | 6363.0601 | 14.35% | 28.52% | 1305.8159
0% | 0% | 0% | 2025 | 9 | 720 | 37269.0929 | 37269.0929 | 37269.0929 | 345.3694 | 345.3694 | 345.3694 | 1305.6369 | 2811.4532 | 105.018 | 35657.0911 | 35657.0911 | 35657.0911 | 36892.2181 | 36892.2181 | 36892.2181 | 35657.0911 | 35657.0911 | 35657.0911 | 1273.0619 | 1753.6287 | 262.8419 | 37410.7198 | 37410.7198 | 37410.7198 | 38165.28 | 38645.8468 | 37155.06 | 37900.4534 | 37410.7198 | 37410.7198 | 37410.7198 | [6 empty] | 9600 |  |  | 102.375 | 2969.628 |  |  | 1065.151 |  | 2037.955 | 662.4585 | 529.4808 | 10.5581 | 0 | 164.1237 | 0 | 6.3147 | 1343.2921 | 0 | 13.3559 | 0 | 0 | 4.7559 | 205.3357 | 960 | 130.0596 | 169.9272 | 614.8751 | 227.5088 | 233.8909 | 913.9458 | 1968.0172 | 73.5126 |  | 7020 | 3316.8 |  |  | 2.2242 |  | 655.3333 | 1448 |  |  | 1987.3755 | 36448.879 | 961.8408 | 961.8408 | 961.8408 | 1716.401 | 2196.9678 | 706.181 | 961.8408 | 961.8408 | 961.8408 | 2.571% | 2.571% | 2.571% | 4.497% | 5.685% | 1.901% | 2.571% | 2.571% | 2.571% | [9 empty] | 0 | 36448.879 | 961.8408 | 961.8408 | 961.8408 | 1716.401 | 2196.9678 | 706.181 | 961.8408 | 961.8408 | 961.8408 | 2.571% | 2.571% | 2.571% | 4.497% | 5.685% | 1.901% | 2.571% | 2.571% | 2.571% | 27886.452 | 72.16% | 25031.7853 | 64.77% | 5457.3719 | 5530.8845 | 14.31% | 31.86% | 1255.0631
0% | 0% | 0% | 2025 | 10 | 744 | 39174.9746 | 39174.9746 | 39174.9746 | 383.7437 | 383.7437 | 383.7437 | 957.8748 | 2062.6103 | 89.017 | 37858.3802 | 37858.3802 | 37858.3802 | 38764.5258 | 38764.5258 | 38764.5258 | 37858.3802 | 37858.3802 | 37858.3802 | 1595.6275 | 2490.6626 | 356.924 | 40349.0429 | 40349.0429 | 40349.0429 | 40360.1533 | 41255.1884 | 39121.4497 | 40188.3191 | 40349.0429 | 40349.0429 | 40349.0429 | [6 empty] | 9920 |  |  | 118.17 | 3225.186 |  |  | 1031.67 |  | 1760 | 793.255 | 387.8471 | 15.5237 | 0 | 180.288 | 0 | 44.2029 | 983.9677 | 0 | 16.5656 | 0 | 0 | 33.2916 | 212.1802 | 992 | 102.6172 | 134.0727 | 485.137 | 160.1415 | 159.6727 | 670.5123 | 1443.8272 | 62.3119 |  | 7254 | 3794.4 |  |  | 0 |  | 865.3333 | 3162 |  |  | 2379.765 | 38008.1738 | 2340.8691 | 2340.8691 | 2340.8691 | 2351.9795 | 3247.0146 | 1113.276 | 2340.8691 | 2340.8691 | 2340.8691 | 5.802% | 5.802% | 5.802% | 5.827% | 7.871% | 2.846% | 5.802% | 5.802% | 5.802% | [9 empty] | 0 | 38008.1738 | 2340.8691 | 2340.8691 | 2340.8691 | 2351.9795 | 3247.0146 | 1113.276 | 2340.8691 | 2340.8691 | 2340.8691 | 5.802% | 5.802% | 5.802% | 5.827% | 7.871% | 2.846% | 5.802% | 5.802% | 5.802% | 28870.6401 | 69.98% | 26108.9734 | 63.29% | 4179.0472 | 4241.3591 | 10.28% | 35.74% | 1036.8616
0% | 0% | 0% | 2025 | 11 | 721 | 41464.3375 | 41464.3375 | 41464.3375 | 422.1181 | 422.1181 | 422.1181 | 391.151 | 842.273 | 42.5582 | 40659.4247 | 40659.4247 | 40659.4247 | 41029.4519 | 41029.4519 | 41029.4519 | 40659.4247 | 40659.4247 | 40659.4247 | 2576.7589 | 4817.7514 | 652.861 | 45477.1761 | 45477.1761 | 45477.1761 | 43606.2108 | 45847.2033 | 41682.3128 | 43764.7581 | 45477.1761 | 45477.1761 | 45477.1761 | [6 empty] | 9600 |  |  | 104.364 | 3268.374 |  |  | 1051.7654 |  | 2363 | 1022.525 | 283.8748 | 14.3997 | 0 | 188.4393 | 0 | 82.0911 | 720.1899 | 0 | 19.8447 | 0 | 0 | 61.8273 | 205.3357 | 960 | 63.2512 | 82.6398 | 299.0289 | 110.4564 | 122.847 | 273.8057 | 589.5911 | 29.7907 |  | 7029.75 | 4435.1 |  |  | 3.0642 |  | 1161.3333 | 4663 |  |  | 3067.575 | 38809.6893 | 6667.4868 | 6667.4868 | 6667.4868 | 4796.5215 | 7037.514 | 2872.6235 | 6667.4868 | 6667.4868 | 6667.4868 | 14.66% | 14.66% | 14.66% | 11% | 15.35% | 6.892% | 14.66% | 14.66% | 14.66% | [9 empty] | 0 | 38809.6893 | 6667.4868 | 6667.4868 | 6667.4868 | 4796.5215 | 7037.514 | 2872.6235 | 6667.4868 | 6667.4868 | 6667.4868 | 14.66% | 14.66% | 14.66% | 11% | 15.35% | 6.892% | 14.66% | 14.66% | 14.66% | 29233.0718 | 63.76% | 26879.5301 | 58.63% | 2655.3777 | 2685.1684 | 5.857% | 40.51% | 482.2472
0% | 0% | 0% | 2025 | 12 | 744 | 47055.2667 | 47055.2667 | 47055.2667 | 460.4925 | 460.4925 | 460.4925 | 248.3063 | 534.6827 | 29.5254 | 46351.0199 | 46351.0199 | 46351.0199 | 46585.9166 | 46585.9166 | 46585.9166 | 46351.0199 | 46351.0199 | 46351.0199 | 3011.6318 | 5440.6067 | 746.7994 | 51791.6266 | 51791.6266 | 51791.6266 | 49597.5484 | 52026.5232 | 47332.716 | 49679.6196 | 51791.6266 | 51791.6266 | 51791.6266 | [6 empty] | 9920 |  |  | 105.066 | 3218.847 |  |  | 1226.608 |  | 2225.224 | 899.0975 | 133.0263 | 14.893 | 0 | 193.4012 | 0 | 50.5176 | 337.4876 | 0 | 20.2832 | 0 | 0 | 38.0476 | 212.1802 | 992 | 57.6309 | 74.9201 | 272.4579 | 101.6974 | 108.1168 | 173.8144 | 374.2779 | 20.6678 |  | 7254 | 6858.4 |  |  | 4.9023 |  | 1762.3333 | 4206 |  |  | 2697.2925 | 40855.8981 | 10935.7284 | 10935.7284 | 10935.7284 | 8741.6503 | 11170.6251 | 6476.8179 | 10935.7284 | 10935.7284 | 10935.7284 | 21.11% | 21.11% | 21.11% | 17.63% | 21.47% | 13.68% | 21.11% | 21.11% | 21.11% | [9 empty] | 0 | 40855.8981 | 10935.7284 | 10935.7284 | 10935.7284 | 8741.6503 | 11170.6251 | 6476.8179 | 10935.7284 | 10935.7284 | 10935.7284 | 21.11% | 21.11% | 21.11% | 17.63% | 21.47% | 13.68% | 21.11% | 21.11% | 21.11% | 28236.0469 | 54.27% | 26371.3802 | 50.69% | 1795.5366 | 1816.2044 | 3.491% | 32.95% | 249.7599
0% | 0% | 0% | 2026 | 1 | 744 | 48689.2972 | 48689.2972 | 48689.2972 | 498.9169 | 498.9169 | 498.9169 | 350.7979 | 755.3798 | 43.1779 | 47845.5736 | 47845.5736 | 47845.5736 | 48177.427 | 48177.427 | 48177.427 | 47845.5736 | 47845.5736 | 47845.5736 | 3310.5007 | 6043.8368 | 876.1629 | 53889.4105 | 53889.4105 | 53889.4105 | 51487.9277 | 54221.2638 | 49053.5898 | 51637.4268 | 53889.4105 | 53889.4105 | 53889.4105 | [6 empty] | 9920 |  |  | 98.514 | 3278.675 |  |  | 1258.1688 |  | 1660.8 | 946.25 | 187.6508 | 17.8999 | 0 | 199.4258 | 0 | 44.2029 | 476.0699 | 0 | 22.5177 | 0 | 0 | 33.2916 | 212.1802 | 992 | 81.5472 | 106.5441 | 385.5257 | 131.8025 | 150.6462 | 245.5585 | 528.7659 | 30.2245 |  | 7254 |  |  |  | 2.5305 |  | 1154.6667 | 2662 | 7440 |  | 946.25 | 39521.4584 | 14367.9521 | 14367.9521 | 14367.9521 | 11966.4693 | 14699.8054 | 9532.1314 | 14367.9521 | 14367.9521 | 14367.9521 | 26.66% | 26.66% | 26.66% | 23.24% | 27.11% | 19.43% | 26.66% | 26.66% | 26.66% | [9 empty] | 0 | 39521.4584 | 14367.9521 | 14367.9521 | 14367.9521 | 11966.4693 | 14699.8054 | 9532.1314 | 14367.9521 | 14367.9521 | 14367.9521 | 26.66% | 26.66% | 26.66% | 23.24% | 27.11% | 19.43% | 26.66% | 26.66% | 26.66% | 35446.9436 | 65.37% | 31819.9436 | 58.69% | 2378.6447 | 2408.8692 | 4.443% | 32.53% | 348.8067
0% | 0% | 0% | 2026 | 2 | 672 | 44050.1043 | 44050.1043 | 44050.1043 | 537.3412 | 537.3412 | 537.3412 | 758.1276 | 1632.4908 | 94.8587 | 42767.12 | 42767.12 | 42767.12 | 43484.3055 | 43484.3055 | 43484.3055 | 42767.12 | 42767.12 | 42767.12 | 3141.6379 | 5287.5881 | 825.497 | 48054.7081 | 48054.7081 | 48054.7081 | 46625.9434 | 48771.8936 | 44309.8025 | 46540.848 | 48054.7081 | 48054.7081 | 48054.7081 | [6 empty] | 8960 |  |  | 92.898 | 3057.587 |  |  | 1185.0038 |  | 853.7 | 611.22 | 233.8749 | 18.1968 | 0 | 194.7231 | 0 | 25.2588 | 593.3404 | 0 | 19.2562 | 0 | 0 | 19.0238 | 191.6466 | 896 | 101.4521 | 132.5504 | 479.6287 | 169.0538 | 182.3739 | 530.6893 | 1142.7435 | 66.4011 |  | 6552 |  |  |  | 3.1196 |  | 667.6667 | 5586 | 6720 |  | 611.22 | 39285.4085 | 8769.2996 | 8769.2996 | 8769.2996 | 7340.5349 | 9486.4851 | 5024.394 | 8769.2996 | 8769.2996 | 8769.2996 | 18.25% | 18.25% | 18.25% | 15.74% | 19.45% | 11.34% | 18.25% | 18.25% | 18.25% | [9 empty] | 0 | 39285.4085 | 8769.2996 | 8769.2996 | 8769.2996 | 7340.5349 | 9486.4851 | 5024.394 | 8769.2996 | 8769.2996 | 8769.2996 | 18.25% | 18.25% | 18.25% | 15.74% | 19.45% | 11.34% | 18.25% | 18.25% | 18.25% | 35280.8765 | 72.34% | 32004.8765 | 65.62% | 3308.4 | 3374.801 | 6.92% | 31.26% | 725.0076
0% | 0% | 0% | 2026 | 3 | 743 | 46169.0607 | 46169.0607 | 46169.0607 | 575.7656 | 575.7656 | 575.7656 | 1050.2026 | 2261.4216 | 134.5176 | 44559.4525 | 44559.4525 | 44559.4525 | 45552.9398 | 45552.9398 | 45552.9398 | 44559.4525 | 44559.4525 | 44559.4525 | 2940.3755 | 4676.9377 | 783.1367 | 49236.3903 | 49236.3903 | 49236.3903 | 48493.3153 | 50229.8776 | 46336.0765 | 48282.9771 | 49236.3903 | 49236.3903 | 49236.3903 | [6 empty] | 9920 |  |  | 87.516 | 3232.714 |  |  | 1280.8106 |  | 2416.243 | 2064.878 | 449.5312 | 17.7375 | 0 | 213.1969 | 0 | 44.2029 | 1140.4602 | 0 | 19.3972 | 0 | 0 | 33.2916 | 212.1802 | 992 | 141.1961 | 184.4773 | 667.524 | 223.7387 | 260.0049 | 735.1418 | 1582.9951 | 94.1623 |  | 7244.25 |  |  |  | 13.1573 |  | 1476.3333 | 5605 | 5942 |  | 2064.878 | 46294.1404 | 2942.2499 | 2942.2499 | 2942.2499 | 2199.175 | 3935.7372 | 41.9362 | 2942.2499 | 2942.2499 | 2942.2499 | 5.976% | 5.976% | 5.976% | 4.535% | 7.835% | 0.0905% | 5.976% | 5.976% | 5.976% | [9 empty] | 0 | 46294.1404 | 2942.2499 | 2942.2499 | 2942.2499 | 2199.175 | 3935.7372 | 41.9362 | 2942.2499 | 2942.2499 | 2942.2499 | 5.976% | 5.976% | 5.976% | 4.535% | 7.835% | 0.0905% | 5.976% | 5.976% | 5.976% | 41710.5193 | 83.04% | 38088.3943 | 75.83% | 4976.737 | 5070.8994 | 10.1% | 32.86% | 1056.5726
0% | 0% | 0% | 2026 | 4 | 720 | 38786.2685 | 38786.2685 | 38786.2685 | 614.19 | 614.19 | 614.19 | 1418.2287 | 3053.8992 | 188.4239 | 36773.9129 | 36773.9129 | 36773.9129 | 38115.5513 | 38115.5513 | 38115.5513 | 36773.9129 | 36773.9129 | 36773.9129 | 2520.6842 | 3511.3687 | 639.8684 | 40285.2816 | 40285.2816 | 40285.2816 | 40636.2354 | 41626.92 | 38755.4197 | 40191.1699 | 40285.2816 | 40285.2816 | 40285.2816 | [6 empty] | 9600 |  |  | 96.057 | 3017.966 |  |  | 1122.6138 |  | 1366.578 | 1440.9 | 567.665 | 15.7514 | 0 | 201.0078 | 0 | 138.9235 | 1440.1655 | 0 | 19.984 | 0 | 0 | 104.6309 | 205.3357 | 960 | 150.7786 | 196.9971 | 712.8265 | 247.7428 | 266.0189 | 992.7601 | 2137.7295 | 131.8967 |  | 0 |  |  |  | 2.3726 |  | 2495.3333 | 4108 | 4768 |  | 1440.9 | 36508.0347 | 3777.2469 | 3777.2469 | 3777.2469 | 4128.2007 | 5118.8853 | 2247.385 | 3777.2469 | 3777.2469 | 3777.2469 | 9.376% | 9.376% | 9.376% | 10.16% | 12.3% | 5.799% | 9.376% | 9.376% | 9.376% | [9 empty] | 0 | 36508.0347 | 3777.2469 | 3777.2469 | 3777.2469 | 4128.2007 | 5118.8853 | 2247.385 | 3777.2469 | 3777.2469 | 3777.2469 | 9.376% | 9.376% | 9.376% | 10.16% | 12.3% | 5.799% | 9.376% | 9.376% | 9.376% | 35311.8943 | 84.83% | 35311.8943 | 84.83% | 6204.5494 | 6336.4461 | 15.22% | 35.35% | 1537.1952
0% | 0% | 0% | 2026 | 5 | 744 | 36975.9459 | 36975.9459 | 36975.9459 | 652.6144 | 652.6144 | 652.6144 | 1750.7818 | 3769.9923 | 241.8343 | 34594.549 | 34594.549 | 34594.549 | 36250.7812 | 36250.7812 | 36250.7812 | 34594.549 | 34594.549 | 34594.549 | 2049.2092 | 2471.1045 | 501.9483 | 37065.6535 | 37065.6535 | 37065.6535 | 38299.9904 | 38721.8857 | 36752.7296 | 37737.3076 | 37065.6535 | 37065.6535 | 37065.6535 | [6 empty] | 9920 |  |  | 109.161 | 3327.41 |  |  | 837.3363 |  | 1570 | 1028.67 | 570.1075 | 12.0987 | 0 | 204.796 | 0 | 88.4058 | 1446.362 | 0 | 12.7517 | 0 | 0 | 66.5833 | 212.1802 | 992 | 173.6443 | 226.872 | 820.9275 | 256.0404 | 304.2196 | 1225.5473 | 2638.9946 | 169.284 |  | 7254 |  |  |  | 0.014538 |  | 1762.6667 | 2070 | 2480 |  | 1028.67 | 39780.0733 | -2714.4198 | -2714.4198 | -2714.4198 | -1480.0828 | -1058.1876 | -3027.3437 | -2714.4198 | -2714.4198 | -2714.4198 | -7.323% | -7.323% | -7.323% | -3.864% | -2.733% | -8.237% | -7.323% | -7.323% | -7.323% | [9 empty] | 0 | 39780.0733 | -2714.4198 | -2714.4198 | -2714.4198 | -1480.0828 | -1058.1876 | -3027.3437 | -2714.4198 | -2714.4198 | -2714.4198 | -7.323% | -7.323% | -7.323% | -3.864% | -2.733% | -8.237% | -7.323% | -7.323% | -7.323% | 34722.7155 | 89.67% | 31095.7155 | 80.31% | 6829.1875 | 6998.4715 | 18.07% | 28.87% | 1552.1251
0% | 0% | 0% | 2026 | 6 | 720 | 39310.7079 | 39310.7079 | 39310.7079 | 691.0388 | 691.0388 | 691.0388 | 1630.7562 | 3511.5388 | 264.4176 | 36997.6554 | 36997.6554 | 36997.6554 | 38540.3439 | 38540.3439 | 38540.3439 | 36997.6554 | 36997.6554 | 36997.6554 | 2248.7355 | 2785.0268 | 610.0954 | 39782.6821 | 39782.6821 | 39782.6821 | 40789.0793 | 41325.3706 | 39150.4393 | 40237.905 | 39782.6821 | 39782.6821 | 39782.6821 | [6 empty] | 9600 |  |  | 128.934 | 3110.284 |  |  | 1170.1049 |  | 2058.091 | 1047.68 | 605.9155 | 8.381 | 0 | 179.8249 | 0 | 37.8882 | 1537.207 | 0 | 11.7635 | 0 | 0 | 28.5357 | 205.3357 | 960 | 168.8272 | 220.5783 | 798.1541 | 268.0051 | 296.2647 | 1141.5293 | 2458.0772 | 185.0923 |  | 7020 |  |  |  | 2.1778 |  | 680.6667 | 1853 | 4416 |  | 1047.68 | 40198.3181 | -415.636 | -415.636 | -415.636 | 590.7613 | 1127.0526 | -1047.8788 | -415.636 | -415.636 | -415.636 | -1.045% | -1.045% | -1.045% | 1.448% | 2.727% | -2.677% | -1.045% | -1.045% | -1.045% | [9 empty] | 0 | 40198.3181 | -415.636 | -415.636 | -415.636 | 590.7613 | 1127.0526 | -1047.8788 | -415.636 | -415.636 | -415.636 | -1.045% | -1.045% | -1.045% | 1.448% | 2.727% | -2.677% | -1.045% | -1.045% | -1.045% | 35364.786 | 85.58% | 31854.786 | 77.08% | 6644.9332 | 6830.0255 | 16.53% | 24.03% | 1212.1348
0% | 0% | 0% | 2026 | 7 | 744 | 45130.6616 | 45130.6616 | 45130.6616 | 729.4631 | 729.4631 | 729.4631 | 1709.2251 | 3680.5075 | 293.8463 | 42696.1249 | 42696.1249 | 42696.1249 | 44313.0446 | 44313.0446 | 44313.0446 | 42696.1249 | 42696.1249 | 42696.1249 | 2627.8277 | 3652.5739 | 775.9591 | 46348.6987 | 46348.6987 | 46348.6987 | 46940.8723 | 47965.6185 | 45089.0037 | 46527.3111 | 46348.6987 | 46348.6987 | 46348.6987 | [6 empty] | 9920 |  |  | 118.521 | 3084.53 |  |  | 1237.5529 |  | 1516.482 | 874.91 | 586.7974 | 7.5725 | 0 | 144.1235 | 0 | 37.8882 | 1488.7043 | 0 | 9.5734 | 0 | 0 | 28.5357 | 212.1802 | 992 | 170.7783 | 223.1274 | 807.3778 | 276.918 | 304.6093 | 1196.4576 | 2576.3552 | 205.6924 |  | 7254 |  |  |  | 2.1042 |  | 971.3333 | 1568 | 6800 |  | 874.91 | 42616.1244 | 3732.5743 | 3732.5743 | 3732.5743 | 4324.7479 | 5349.4941 | 2472.8793 | 3732.5743 | 3732.5743 | 3732.5743 | 8.053% | 8.053% | 8.053% | 9.213% | 11.15% | 5.484% | 8.053% | 8.053% | 8.053% | [9 empty] | 0 | 42616.1244 | 3732.5743 | 3732.5743 | 3732.5743 | 4324.7479 | 5349.4941 | 2472.8793 | 3732.5743 | 3732.5743 | 3732.5743 | 8.053% | 8.053% | 8.053% | 9.213% | 11.15% | 5.484% | 8.053% | 8.053% | 8.053% | 37646.4391 | 78.49% | 34019.4391 | 70.92% | 6730.4175 | 6936.1099 | 14.46% | 25.2% | 1336.1809
0% | 0% | 0% | 2026 | 8 | 744 | 43103.8929 | 43103.8929 | 43103.8929 | 767.8875 | 767.8875 | 767.8875 | 1523.4197 | 3280.409 | 304.1009 | 40803.6265 | 40803.6265 | 40803.6265 | 42244.7751 | 42244.7751 | 42244.7751 | 40803.6265 | 40803.6265 | 40803.6265 | 2558.6103 | 3294.7531 | 746.28 | 44098.3796 | 44098.3796 | 44098.3796 | 44803.3855 | 45539.5282 | 42991.0551 | 44265.2917 | 44098.3796 | 44098.3796 | 44098.3796 | [6 empty] | 9920 |  |  | 107.64 | 3021.928 |  |  | 1159.3159 |  | 1498.209 | 875.755 | 569.0614 | 7.9692 | 0 | 158.6984 | 0 | 31.5735 | 1443.7081 | 0 | 11.1529 | 0 | 0 | 23.7797 | 212.1802 | 992 | 162.0819 | 211.7653 | 766.2645 | 262.8234 | 283.4335 | 1066.3938 | 2296.2863 | 212.8706 |  | 7254 |  |  |  | 16.869 |  | 598.3333 | 2629 | 7280 |  | 875.755 | 43073.0929 | 1025.2867 | 1025.2867 | 1025.2867 | 1730.2925 | 2466.4353 | -82.0378 | 1025.2867 | 1025.2867 | 1025.2867 | 2.325% | 2.325% | 2.325% | 3.862% | 5.416% | -0.1908% | 2.325% | 2.325% | 2.325% | [9 empty] | 0 | 43073.0929 | 1025.2867 | 1025.2867 | 1025.2867 | 1730.2925 | 2466.4353 | -82.0378 | 1025.2867 | 1025.2867 | 1025.2867 | 2.325% | 2.325% | 2.325% | 3.862% | 5.416% | -0.1908% | 2.325% | 2.325% | 2.325% | 38204.1318 | 83.89% | 34577.1318 | 75.93% | 6282.0799 | 6494.9506 | 14.26% | 28.52% | 1359.1727
0% | 0% | 0% | 2026 | 9 | 720 | 37444.5436 | 37444.5436 | 37444.5436 | 806.3119 | 806.3119 | 806.3119 | 1305.6369 | 2811.4532 | 294.7229 | 35314.6878 | 35314.6878 | 35314.6878 | 36549.8149 | 36549.8149 | 36549.8149 | 35314.6878 | 35314.6878 | 35314.6878 | 2463.7858 | 2960.4746 | 675.2016 | 38275.1624 | 38275.1624 | 38275.1624 | 39013.6007 | 39510.2894 | 37225.0165 | 38367.653 | 38275.1624 | 38275.1624 | 38275.1624 | [6 empty] | 9600 |  |  | 102.375 | 2969.628 |  |  | 1065.151 |  | 2037.955 | 1324.917 | 529.4808 | 10.5581 | 0 | 164.1237 | 0 | 6.3147 | 1343.2921 | 0 | 13.3559 | 0 | 0 | 4.7559 | 205.3357 | 960 | 129.4093 | 169.0776 | 611.8007 | 226.3712 | 232.7214 | 913.9458 | 1968.0172 | 206.306 |  | 7020 |  |  |  | 2.2242 |  | 655.3333 | 1448 | 4800 |  | 1324.917 | 38720.4496 | -445.2872 | -445.2872 | -445.2872 | 293.151 | 789.8398 | -1495.4331 | -445.2872 | -445.2872 | -445.2872 | -1.163% | -1.163% | -1.163% | 0.7514% | 1.999% | -4.017% | -1.163% | -1.163% | -1.163% | [9 empty] | 0 | 38720.4496 | -445.2872 | -445.2872 | -445.2872 | 293.151 | 789.8398 | -1495.4331 | -445.2872 | -445.2872 | -445.2872 | -1.163% | -1.163% | -1.163% | 0.7514% | 1.999% | -4.017% | -1.163% | -1.163% | -1.163% | 34130.1559 | 86.38% | 30620.1559 | 77.5% | 5450.4906 | 5656.7966 | 14.32% | 31.86% | 1311.4547
0% | 0% | 0% | 2026 | 10 | 744 | 39358.4731 | 39358.4731 | 39358.4731 | 844.7363 | 844.7363 | 844.7363 | 957.8748 | 2062.6103 | 225.5476 | 37539.9271 | 37539.9271 | 37539.9271 | 38446.0726 | 38446.0726 | 38446.0726 | 37539.9271 | 37539.9271 | 37539.9271 | 2849.9544 | 3821.0571 | 852.057 | 41360.9841 | 41360.9841 | 41360.9841 | 41296.027 | 42267.1297 | 39298.1296 | 40782.6296 | 41360.9841 | 41360.9841 | 41360.9841 | [6 empty] | 9920 |  |  | 118.17 | 3225.186 |  |  | 1031.67 |  | 1760 | 1586.51 | 387.8471 | 15.5237 | 0 | 180.288 | 0 | 44.2029 | 983.9677 | 0 | 16.5656 | 0 | 0 | 33.2916 | 212.1802 | 992 | 102.1041 | 133.4024 | 482.7113 | 159.3408 | 158.8743 | 670.5123 | 1443.8272 | 157.8833 |  | 7254 |  |  |  | 0 |  | 865.3333 | 3162 | 2832 |  | 1586.51 | 37929.392 | 3431.5922 | 3431.5922 | 3431.5922 | 3366.635 | 4337.7377 | 1368.7376 | 3431.5922 | 3431.5922 | 3431.5922 | 8.297% | 8.297% | 8.297% | 8.152% | 10.26% | 3.483% | 8.297% | 8.297% | 8.297% | [9 empty] | 0 | 37929.392 | 3431.5922 | 3431.5922 | 3431.5922 | 3366.635 | 4337.7377 | 1368.7376 | 3431.5922 | 3431.5922 | 3431.5922 | 8.297% | 8.297% | 8.297% | 8.152% | 10.26% | 3.483% | 8.297% | 8.297% | 8.297% | 33451.5916 | 79.14% | 29824.5916 | 70.56% | 4173.839 | 4331.7223 | 10.25% | 35.74% | 1082.3877
0% | 0% | 0% | 2026 | 11 | 721 | 41657.6028 | 41657.6028 | 41657.6028 | 883.1606 | 883.1606 | 883.1606 | 391.151 | 842.273 | 96.9389 | 40375.3333 | 40375.3333 | 40375.3333 | 40745.3605 | 40745.3605 | 40745.3605 | 40375.3333 | 40375.3333 | 40375.3333 | 4245.2833 | 6735.2328 | 1435.7491 | 47110.5661 | 47110.5661 | 47110.5661 | 44990.6439 | 47480.5933 | 42181.1096 | 44830.8515 | 47110.5661 | 47110.5661 | 47110.5661 | [6 empty] | 9600 |  |  | 104.364 | 3268.374 |  |  | 1051.7654 |  | 2363 | 2045.05 | 283.8748 | 14.3997 | 0 | 188.4393 | 0 | 82.0911 | 720.1899 | 0 | 19.8447 | 0 | 0 | 61.8273 | 205.3357 | 960 | 62.935 | 82.2266 | 297.5337 | 109.9041 | 122.2328 | 273.8057 | 589.5911 | 67.8572 |  | 7029.75 |  |  |  | 3.0642 |  | 1161.3333 | 4663 | 4010 |  | 2045.05 | 39441.7897 | 7668.7764 | 7668.7764 | 7668.7764 | 5548.8541 | 8038.8036 | 2739.3199 | 7668.7764 | 7668.7764 | 7668.7764 | 16.28% | 16.28% | 16.28% | 12.33% | 16.93% | 6.494% | 16.28% | 16.28% | 16.28% | [9 empty] | 0 | 39441.7897 | 7668.7764 | 7668.7764 | 7668.7764 | 5548.8541 | 8038.8036 | 2739.3199 | 7668.7764 | 7668.7764 | 7668.7764 | 16.28% | 16.28% | 16.28% | 12.33% | 16.93% | 6.494% | 16.28% | 16.28% | 16.28% | 35461.6055 | 74.69% | 31946.7305 | 67.28% | 2651.9866 | 2719.8438 | 5.728% | 40.51% | 502.8
0% | 0% | 0% | 2026 | 12 | 744 | 47276.9077 | 47276.9077 | 47276.9077 | 921.585 | 921.585 | 921.585 | 248.3063 | 534.6827 | 63.4923 | 46101.3783 | 46101.3783 | 46101.3783 | 46336.275 | 46336.275 | 46336.275 | 46101.3783 | 46101.3783 | 46101.3783 | 4690.7913 | 7122.5951 | 1568.7164 | 53223.9733 | 53223.9733 | 53223.9733 | 51027.0663 | 53458.87 | 47904.9914 | 50681.9307 | 53223.9733 | 53223.9733 | 53223.9733 | [6 empty] | 9920 |  |  | 105.066 | 3218.847 |  |  | 1226.608 |  | 2225.224 | 1798.195 | 133.0263 | 14.893 | 0 | 193.4012 | 0 | 50.5176 | 337.4876 | 0 | 20.2832 | 0 | 0 | 38.0476 | 212.1802 | 992 | 57.3427 | 74.5455 | 271.0957 | 101.1889 | 107.5763 | 173.8144 | 374.2779 | 44.4446 |  | 7254 |  |  |  | 4.9023 |  | 1762.3333 | 4206 | 7440 |  | 1798.195 | 42357.2984 | 10866.675 | 10866.675 | 10866.675 | 8669.768 | 11101.5717 | 5547.693 | 10866.675 | 10866.675 | 10866.675 | 20.42% | 20.42% | 20.42% | 16.99% | 20.77% | 11.58% | 20.42% | 20.42% | 20.42% | [9 empty] | 0 | 42357.2984 | 10866.675 | 10866.675 | 10866.675 | 8669.768 | 11101.5717 | 5547.693 | 10866.675 | 10866.675 | 10866.675 | 20.42% | 20.42% | 20.42% | 16.99% | 20.77% | 11.58% | 20.42% | 20.42% | 20.42% | 38358.1805 | 71.75% | 34731.1805 | 64.97% | 1792.4625 | 1836.9071 | 3.436% | 32.95% | 260.2011
0% | 0% | 0% | 2027 | 1 | 744 | 48917.7364 | 48917.7364 | 48917.7364 | 962.0999 | 962.0999 | 962.0999 | 350.7979 | 755.3798 | 90.8412 | 47596.5308 | 47596.5308 | 47596.5308 | 47928.3841 | 47928.3841 | 47928.3841 | 47596.5308 | 47596.5308 | 47596.5308 | 5081.5702 | 7840.4038 | 1761.951 | 55436.9346 | 55436.9346 | 55436.9346 | 53009.9543 | 55768.7879 | 49690.3351 | 52729.5615 | 55436.9346 | 55436.9346 | 55436.9346 | [6 empty] | 9920 |  |  | 98.514 | 3278.675 |  |  | 1258.1688 |  | 1660.8 | 946.25 | 187.6508 | 17.8999 | 0 | 199.4258 | 0 | 44.2029 | 476.0699 | 0 | 22.5177 | 0 | 0 | 33.2916 | 212.1802 | 992 | 81.1395 | 106.0114 | 383.5981 | 131.1435 | 149.8929 | 245.5585 | 528.7659 | 63.5888 |  | 7254 |  |  |  | 2.5305 |  | 1154.6667 | 2662 | 7440 |  | 946.25 | 39550.5424 | 15886.3922 | 15886.3922 | 15886.3922 | 13459.4119 | 16218.2455 | 10139.7927 | 15886.3922 | 15886.3922 | 15886.3922 | 28.66% | 28.66% | 28.66% | 25.39% | 29.08% | 20.41% | 28.66% | 28.66% | 28.66% | [9 empty] | 0 | 39550.5424 | 15886.3922 | 15886.3922 | 15886.3922 | 13459.4119 | 16218.2455 | 10139.7927 | 15886.3922 | 15886.3922 | 15886.3922 | 28.66% | 28.66% | 28.66% | 25.39% | 29.08% | 20.41% | 28.66% | 28.66% | 28.66% | 35476.0276 | 63.61% | 31849.0276 | 57.11% | 2374.3643 | 2437.9532 | 4.372% | 32.53% | 363.2715
0% | 0% | 0% | 2027 | 2 | 672 | 44254.2506 | 44254.2506 | 44254.2506 | 1002.6149 | 1002.6149 | 1002.6149 | 758.1276 | 1632.4908 | 197.5249 | 42475.1927 | 42475.1927 | 42475.1927 | 43192.3783 | 43192.3783 | 43192.3783 | 42475.1927 | 42475.1927 | 42475.1927 | 4792.1565 | 6854.6972 | 1613.3245 | 49329.89 | 49329.89 | 49329.89 | 47984.5348 | 50047.0755 | 44805.7028 | 47426.3891 | 49329.89 | 49329.89 | 49329.89 | [6 empty] | 8960 |  |  | 92.898 | 3057.587 |  |  | 1185.0038 |  | 853.7 | 611.22 | 233.8749 | 18.1968 | 0 | 194.7231 | 0 | 25.2588 | 593.3404 | 0 | 19.2562 | 0 | 0 | 19.0238 | 191.6466 | 896 | 100.9448 | 131.8877 | 477.2305 | 168.2085 | 181.462 | 530.6893 | 1142.7435 | 138.2675 |  | 6552 |  |  |  | 3.1196 |  | 667.6667 | 5586 | 6720 |  | 611.22 | 39351.9496 | 9977.9404 | 9977.9404 | 9977.9404 | 8632.5852 | 10695.1259 | 5453.7532 | 9977.9404 | 9977.9404 | 9977.9404 | 20.23% | 20.23% | 20.23% | 17.99% | 21.37% | 12.17% | 20.23% | 20.23% | 20.23% | [9 empty] | 0 | 39351.9496 | 9977.9404 | 9977.9404 | 9977.9404 | 8632.5852 | 10695.1259 | 5453.7532 | 9977.9404 | 9977.9404 | 9977.9404 | 20.23% | 20.23% | 20.23% | 17.99% | 21.37% | 12.17% | 20.23% | 20.23% | 20.23% | 35347.4176 | 70.63% | 32071.4176 | 64.08% | 3303.0747 | 3441.3421 | 6.876% | 31.26% | 754.9551
0% | 0% | 0% | 2027 | 3 | 743 | 46381.8249 | 46381.8249 | 46381.8249 | 1043.1298 | 1043.1298 | 1043.1298 | 1050.2026 | 2261.4216 | 276.0487 | 44262.3932 | 44262.3932 | 44262.3932 | 45255.8805 | 45255.8805 | 45255.8805 | 44262.3932 | 44262.3932 | 44262.3932 | 4451.4341 | 6051.4161 | 1487.007 | 50313.8093 | 50313.8093 | 50313.8093 | 49707.3145 | 51307.2966 | 46742.8875 | 49025.092 | 50313.8093 | 50313.8093 | 50313.8093 | [6 empty] | 9920 |  |  | 87.516 | 3232.714 |  |  | 1280.8106 |  | 2416.243 | 2064.878 | 449.5312 | 17.7375 | 0 | 213.1969 | 0 | 44.2029 | 1140.4602 | 0 | 19.3972 | 0 | 0 | 33.2916 | 212.1802 | 992 | 140.4901 | 183.5549 | 664.1864 | 222.62 | 258.7049 | 735.1418 | 1582.9951 | 193.2341 |  | 7244.25 |  |  |  | 13.1573 |  | 1476.3333 | 5605 | 5942 |  | 2064.878 | 46385.8274 | 3927.9819 | 3927.9819 | 3927.9819 | 3321.4871 | 4921.4691 | 357.06 | 3927.9819 | 3927.9819 | 3927.9819 | 7.807% | 7.807% | 7.807% | 6.682% | 9.592% | 0.7639% | 7.807% | 7.807% | 7.807% | [9 empty] | 0 | 46385.8274 | 3927.9819 | 3927.9819 | 3927.9819 | 3321.4871 | 4921.4691 | 357.06 | 3927.9819 | 3927.9819 | 3927.9819 | 7.807% | 7.807% | 7.807% | 6.682% | 9.592% | 0.7639% | 7.807% | 7.807% | 7.807% | 41802.2064 | 81.47% | 38180.0814 | 74.41% | 4969.3523 | 5162.5864 | 10.06% | 32.86% | 1099.9655
0% | 0% | 0% | 2027 | 4 | 720 | 38966.7527 | 38966.7527 | 38966.7527 | 1083.6448 | 1083.6448 | 1083.6448 | 1418.2287 | 3053.8992 | 378.0568 | 36428.0526 | 36428.0526 | 36428.0526 | 37769.6909 | 37769.6909 | 37769.6909 | 36428.0526 | 36428.0526 | 36428.0526 | 3811.8478 | 4576.7788 | 1198.9468 | 41004.8314 | 41004.8314 | 41004.8314 | 41581.5388 | 42346.4698 | 38968.6377 | 40657.5538 | 41004.8314 | 41004.8314 | 41004.8314 | [6 empty] | 9600 |  |  | 96.057 | 3017.966 |  |  | 1122.6138 |  | 1366.578 | 1440.9 | 567.665 | 15.7514 | 0 | 201.0078 | 0 | 138.9235 | 1440.1655 | 0 | 19.984 | 0 | 0 | 104.6309 | 205.3357 | 960 | 150.0247 | 196.0121 | 709.2624 | 246.5041 | 264.6888 | 992.7601 | 2137.7295 | 264.6397 |  | 7020 |  |  |  | 2.3726 |  | 2495.3333 | 4108 | 4768 |  | 1440.9 | 43652.9059 | -2648.0745 | -2648.0745 | -2648.0745 | -2071.3671 | -1306.4361 | -4684.2682 | -2648.0745 | -2648.0745 | -2648.0745 | -6.458% | -6.458% | -6.458% | -4.981% | -3.085% | -12.02% | -6.458% | -6.458% | -6.458% | [9 empty] | 0 | 43652.9059 | -2648.0745 | -2648.0745 | -2648.0745 | -2071.3671 | -1306.4361 | -4684.2682 | -2648.0745 | -2648.0745 | -2648.0745 | -6.458% | -6.458% | -6.458% | -4.981% | -3.085% | -12.02% | -6.458% | -6.458% | -6.458% | 38946.7654 | 91.97% | 35436.7654 | 83.68% | 6196.6776 | 6461.3173 | 15.26% | 35.35% | 1599.742
0% | 0% | 0% | 2027 | 5 | 744 | 37147.965 | 37147.965 | 37147.965 | 1124.1597 | 1124.1597 | 1124.1597 | 1750.7818 | 3769.9923 | 473.8939 | 34225.4049 | 34225.4049 | 34225.4049 | 35881.6371 | 35881.6371 | 35881.6371 | 34225.4049 | 34225.4049 | 34225.4049 | 3099.6829 | 3262.4956 | 931.2157 | 37487.9005 | 37487.9005 | 37487.9005 | 38981.32 | 39144.1328 | 36812.8528 | 37978.4928 | 37487.9005 | 37487.9005 | 37487.9005 | [6 empty] | 9920 |  |  | 109.161 | 3327.41 |  |  | 837.3363 |  | 1570 | 1028.67 | 570.1075 | 12.0987 | 0 | 204.796 | 0 | 88.4058 | 1446.362 | 0 | 12.7517 | 0 | 0 | 66.5833 | 212.1802 | 992 | 172.7761 | 225.7376 | 816.8229 | 254.7602 | 302.6985 | 1225.5473 | 2638.9946 | 331.7257 |  | 7254 |  |  |  | 0.014538 |  | 1762.6667 | 2070 | 2480 |  | 1028.67 | 39933.6065 | -2445.7059 | -2445.7059 | -2445.7059 | -952.2864 | -789.4737 | -3120.7536 | -2445.7059 | -2445.7059 | -2445.7059 | -6.524% | -6.524% | -6.524% | -2.443% | -2.017% | -8.477% | -6.524% | -6.524% | -6.524% | [9 empty] | 0 | 39933.6065 | -2445.7059 | -2445.7059 | -2445.7059 | -952.2864 | -789.4737 | -3120.7536 | -2445.7059 | -2445.7059 | -2445.7059 | -6.524% | -6.524% | -6.524% | -2.443% | -2.017% | -8.477% | -6.524% | -6.524% | -6.524% | 34876.2487 | 89.1% | 31249.2487 | 79.83% | 6820.279 | 7152.0047 | 18.27% | 28.87% | 1614.629
0% | 0% | 0% | 2027 | 6 | 720 | 39494.4426 | 39494.4426 | 39494.4426 | 1164.6746 | 1164.6746 | 1164.6746 | 1630.7562 | 3511.5388 | 454.5892 | 36650.7027 | 36650.7027 | 36650.7027 | 38193.3912 | 38193.3912 | 38193.3912 | 36650.7027 | 36650.7027 | 36650.7027 | 3366.4606 | 3649.2245 | 1091.4543 | 40299.9272 | 40299.9272 | 40299.9272 | 41559.8518 | 41842.6157 | 39284.8455 | 40563.7306 | 40299.9272 | 40299.9272 | 40299.9272 | [6 empty] | 9600 |  |  | 128.934 | 3110.284 |  |  | 1170.1049 |  | 2058.091 | 1047.68 | 605.9155 | 8.381 | 0 | 179.8249 | 0 | 37.8882 | 1537.207 | 0 | 11.7635 | 0 | 0 | 28.5357 | 205.3357 | 960 | 167.9831 | 219.4754 | 794.1633 | 266.6651 | 294.7834 | 1141.5293 | 2458.0772 | 318.2124 |  | 7020 |  |  |  | 2.1778 |  | 680.6667 | 1853 | 4416 |  | 1047.68 | 40322.679 | -22.7518 | -22.7518 | -22.7518 | 1237.1728 | 1519.9367 | -1037.8335 | -22.7518 | -22.7518 | -22.7518 | -0.05646% | -0.05646% | -0.05646% | 2.977% | 3.633% | -2.642% | -0.05646% | -0.05646% | -0.05646% | [9 empty] | 0 | 40322.679 | -22.7518 | -22.7518 | -22.7518 | 1237.1728 | 1519.9367 | -1037.8335 | -22.7518 | -22.7518 | -22.7518 | -0.05646% | -0.05646% | -0.05646% | 2.977% | 3.633% | -2.642% | -0.05646% | -0.05646% | -0.05646% | 35489.147 | 84.82% | 31979.147 | 76.43% | 6636.174 | 6954.3864 | 16.62% | 24.03% | 1254.7695
0% | 0% | 0% | 2027 | 7 | 744 | 45342.418 | 45342.418 | 45342.418 | 1205.1896 | 1205.1896 | 1205.1896 | 1709.2251 | 3680.5075 | 489.4767 | 42373.4657 | 42373.4657 | 42373.4657 | 43990.3855 | 43990.3855 | 43990.3855 | 42373.4657 | 42373.4657 | 42373.4657 | 3867.4908 | 4681.7799 | 1344.0481 | 47055.2456 | 47055.2456 | 47055.2456 | 47857.8762 | 48672.1653 | 45334.4336 | 47003.2994 | 47055.2456 | 47055.2456 | 47055.2456 | [6 empty] | 9920 |  |  | 118.521 | 3084.53 |  |  | 1237.5529 |  | 1516.482 | 874.91 | 586.7974 | 7.5725 | 0 | 144.1235 | 0 | 37.8882 | 1488.7043 | 0 | 9.5734 | 0 | 0 | 28.5357 | 212.1802 | 992 | 169.9244 | 222.0117 | 803.3409 | 275.5334 | 303.0862 | 1196.4576 | 2576.3552 | 342.6337 |  | 7254 |  |  |  | 2.1042 |  | 971.3333 | 1568 | 6640 |  | 874.91 | 42584.1516 | 4471.0939 | 4471.0939 | 4471.0939 | 5273.7246 | 6088.0137 | 2750.2819 | 4471.0939 | 4471.0939 | 4471.0939 | 9.502% | 9.502% | 9.502% | 11.02% | 12.51% | 6.067% | 9.502% | 9.502% | 9.502% | [9 empty] | 0 | 42584.1516 | 4471.0939 | 4471.0939 | 4471.0939 | 5273.7246 | 6088.0137 | 2750.2819 | 4471.0939 | 4471.0939 | 4471.0939 | 9.502% | 9.502% | 9.502% | 11.02% | 12.51% | 6.067% | 9.502% | 9.502% | 9.502% | 37614.4663 | 77.28% | 33987.4663 | 69.83% | 6721.5035 | 7064.1371 | 14.51% | 25.2% | 1382.1726
0% | 0% | 0% | 2027 | 8 | 744 | 43305.8932 | 43305.8932 | 43305.8932 | 1245.7045 | 1245.7045 | 1245.7045 | 1523.4197 | 3280.409 | 452.3972 | 40483.3209 | 40483.3209 | 40483.3209 | 41924.4696 | 41924.4696 | 41924.4696 | 40483.3209 | 40483.3209 | 40483.3209 | 3749.1325 | 4234.516 | 1272.0333 | 44717.8369 | 44717.8369 | 44717.8369 | 45673.6021 | 46158.9855 | 43196.5028 | 44677.7442 | 44717.8369 | 44717.8369 | 44717.8369 | [6 empty] | 9920 |  |  | 107.64 | 3021.928 |  |  | 1159.3159 |  | 1498.209 | 875.755 | 569.0614 | 7.9692 | 0 | 158.6984 | 0 | 31.5735 | 1443.7081 | 0 | 11.1529 | 0 | 0 | 23.7797 | 212.1802 | 992 | 161.2715 | 210.7065 | 762.4332 | 261.5093 | 282.0163 | 1066.3938 | 2296.2863 | 316.678 |  | 7254 |  |  |  | 16.869 |  | 598.3333 | 2629 | 7296 |  | 875.755 | 43184.4684 | 1533.3685 | 1533.3685 | 1533.3685 | 2489.1336 | 2974.5171 | 12.0344 | 1533.3685 | 1533.3685 | 1533.3685 | 3.429% | 3.429% | 3.429% | 5.45% | 6.444% | 0.02786% | 3.429% | 3.429% | 3.429% | [9 empty] | 0 | 43184.4684 | 1533.3685 | 1533.3685 | 1533.3685 | 2489.1336 | 2974.5171 | 12.0344 | 1533.3685 | 1533.3685 | 1533.3685 | 3.429% | 3.429% | 3.429% | 5.45% | 6.444% | 0.02786% | 3.429% | 3.429% | 3.429% | 38315.5073 | 83.01% | 34688.5073 | 75.15% | 6273.6481 | 6590.3261 | 14.28% | 28.52% | 1398.6329
0% | 0% | 0% | 2027 | 9 | 720 | 37619.9944 | 37619.9944 | 37619.9944 | 1286.2194 | 1286.2194 | 1286.2194 | 1305.6369 | 2811.4532 | 397.5824 | 34979.3732 | 34979.3732 | 34979.3732 | 36214.5002 | 36214.5002 | 36214.5002 | 34979.3732 | 34979.3732 | 34979.3732 | 3587.3907 | 3801.2508 | 1137.9862 | 38780.624 | 38780.624 | 38780.624 | 39801.8909 | 40015.751 | 37352.4864 | 38684.1187 | 38780.624 | 38780.624 | 38780.624 | [6 empty] | 9600 |  |  | 102.375 | 2969.628 |  |  | 1065.151 |  | 2037.955 | 1324.917 | 529.4808 | 10.5581 | 0 | 164.1237 | 0 | 6.3147 | 1343.2921 | 0 | 13.3559 | 0 | 0 | 4.7559 | 205.3357 | 960 | 128.7623 | 168.2322 | 608.7417 | 225.2394 | 231.5578 | 913.9458 | 1968.0172 | 278.3077 |  | 7020 |  |  |  | 2.2242 |  | 655.3333 | 1448 | 4800 |  | 1324.917 | 38785.6044 | -4.9804 | -4.9804 | -4.9804 | 1016.2865 | 1230.1466 | -1433.118 | -4.9804 | -4.9804 | -4.9804 | -0.01284% | -0.01284% | -0.01284% | 2.553% | 3.074% | -3.837% | -0.01284% | -0.01284% | -0.01284% | [9 empty] | 0 | 38785.6044 | -4.9804 | -4.9804 | -4.9804 | 1016.2865 | 1230.1466 | -1433.118 | -4.9804 | -4.9804 | -4.9804 | -0.01284% | -0.01284% | -0.01284% | 2.553% | 3.074% | -3.837% | -0.01284% | -0.01284% | -0.01284% | 34195.3107 | 85.45% | 30685.3107 | 76.68% | 5443.6437 | 5721.9514 | 14.3% | 31.86% | 1342.0308
0% | 0% | 0% | 2027 | 10 | 744 | 39541.9716 | 39541.9716 | 39541.9716 | 1326.7344 | 1326.7344 | 1326.7344 | 957.8748 | 2062.6103 | 298.9491 | 37219.407 | 37219.407 | 37219.407 | 38125.5525 | 38125.5525 | 38125.5525 | 37219.407 | 37219.407 | 37219.407 | 4092.4681 | 4812.4358 | 1399.9658 | 42031.8428 | 42031.8428 | 42031.8428 | 42218.0206 | 42937.9883 | 39525.5183 | 41231.7533 | 42031.8428 | 42031.8428 | 42031.8428 | [6 empty] | 9920 |  |  | 118.17 | 3225.186 |  |  | 1031.67 |  | 1760 | 1586.51 | 387.8471 | 15.5237 | 0 | 180.288 | 0 | 44.2029 | 983.9677 | 0 | 16.5656 | 0 | 0 | 33.2916 | 212.1802 | 992 | 101.5936 | 132.7353 | 480.2977 | 158.5441 | 158.08 | 670.5123 | 1443.8272 | 209.2644 |  | 0 |  |  |  | 0 |  | 865.3333 | 3162 | 2816 |  | 1586.51 | 30705.5909 | 11326.2519 | 11326.2519 | 11326.2519 | 11512.4297 | 12232.3974 | 8819.9274 | 11326.2519 | 11326.2519 | 11326.2519 | 26.95% | 26.95% | 26.95% | 27.27% | 28.49% | 22.31% | 26.95% | 26.95% | 26.95% | [9 empty] | 0 | 30705.5909 | 11326.2519 | 11326.2519 | 11326.2519 | 11512.4297 | 12232.3974 | 8819.9274 | 11326.2519 | 11326.2519 | 11326.2519 | 26.95% | 26.95% | 26.95% | 27.27% | 28.49% | 22.31% | 26.95% | 26.95% | 26.95% | 29854.7905 | 69.53% | 29854.7905 | 69.53% | 4168.6568 | 4377.9212 | 10.2% | 35.74% | 1106.8634
0% | 0% | 0% | 2027 | 11 | 721 | 41850.8682 | 41850.8682 | 41850.8682 | 1367.2493 | 1367.2493 | 1367.2493 | 391.151 | 842.273 | 125.8439 | 40075.8385 | 40075.8385 | 40075.8385 | 40445.8657 | 40445.8657 | 40445.8657 | 40075.8385 | 40075.8385 | 40075.8385 | 5991.7455 | 8287.3595 | 2301.888 | 48363.1981 | 48363.1981 | 48363.1981 | 46437.6112 | 48733.2253 | 42747.7538 | 45740.4895 | 48363.1981 | 48363.1981 | 48363.1981 | [6 empty] | 9600 |  |  | 104.364 | 3268.374 |  |  | 1051.7654 |  | 2363 | 2045.05 | 283.8748 | 14.3997 | 0 | 188.4393 | 0 | 82.0911 | 720.1899 | 0 | 19.8447 | 0 | 0 | 61.8273 | 205.3357 | 960 | 62.6203 | 81.8154 | 296.0461 | 109.3546 | 121.6216 | 273.8057 | 589.5911 | 88.0907 |  | 7029.75 |  |  |  | 3.0642 |  | 1161.3333 | 4663 | 4042 |  | 2045.05 | 39490.6491 | 8872.549 | 8872.549 | 8872.549 | 6946.9621 | 9242.5762 | 3257.1047 | 8872.549 | 8872.549 | 8872.549 | 18.35% | 18.35% | 18.35% | 14.96% | 18.97% | 7.619% | 18.35% | 18.35% | 18.35% | [9 empty] | 0 | 39490.6491 | 8872.549 | 8872.549 | 8872.549 | 6946.9621 | 9242.5762 | 3257.1047 | 8872.549 | 8872.549 | 8872.549 | 18.35% | 18.35% | 18.35% | 14.96% | 18.97% | 7.619% | 18.35% | 18.35% | 18.35% | 35510.4649 | 72.87% | 31995.5899 | 65.65% | 2648.6124 | 2736.7031 | 5.616% | 40.51% | 513.7244
0% | 0% | 0% | 2027 | 12 | 744 | 47498.5486 | 47498.5486 | 47498.5486 | 1407.7643 | 1407.7643 | 1407.7643 | 248.3063 | 534.6827 | 81.4095 | 45831.4648 | 45831.4648 | 45831.4648 | 46066.3615 | 46066.3615 | 46066.3615 | 45831.4648 | 45831.4648 | 45831.4648 | 6601.3922 | 8760.3449 | 2493.4306 | 54591.8097 | 54591.8097 | 54591.8097 | 52667.7538 | 54826.7064 | 48559.7921 | 51693.2493 | 54591.8097 | 54591.8097 | 54591.8097 | [6 empty] | 9920 |  |  | 105.066 | 3218.847 |  |  | 1226.608 |  | 2225.224 | 1798.195 | 133.0263 | 14.893 | 0 | 193.4012 | 0 | 50.5176 | 337.4876 | 0 | 20.2832 | 0 | 0 | 38.0476 | 212.1802 | 992 | 57.056 | 74.1728 | 269.7402 | 100.683 | 107.0384 | 173.8144 | 374.2779 | 56.9866 |  | 7254 |  |  |  | 4.9023 |  | 1762.3333 | 4206 | 7440 |  | 1798.195 | 42366.7817 | 12225.0281 | 12225.0281 | 12225.0281 | 10300.9721 | 12459.9248 | 6193.0105 | 12225.0281 | 12225.0281 | 12225.0281 | 22.39% | 22.39% | 22.39% | 19.56% | 22.73% | 12.75% | 22.39% | 22.39% | 22.39% | [9 empty] | 0 | 42366.7817 | 12225.0281 | 12225.0281 | 12225.0281 | 10300.9721 | 12459.9248 | 6193.0105 | 12225.0281 | 12225.0281 | 12225.0281 | 22.39% | 22.39% | 22.39% | 19.56% | 22.73% | 12.75% | 22.39% | 22.39% | 22.39% | 38367.6638 | 69.98% | 34740.6638 | 63.36% | 1789.4038 | 1846.3904 | 3.368% | 32.95% | 265.7087
0% | 0% | 0% | 2028 | 1 | 744 | 49146.1755 | 49146.1755 | 49146.1755 | 1447.6892 | 1447.6892 | 1447.6892 | 350.7979 | 755.3798 | 115.9016 | 47331.8625 | 47331.8625 | 47331.8625 | 47663.7158 | 47663.7158 | 47663.7158 | 47331.8625 | 47331.8625 | 47331.8625 | 7080.3374 | 9611.6029 | 2759.5311 | 56943.4654 | 56943.4654 | 56943.4654 | 54744.0533 | 57275.3187 | 50423.247 | 53849.2828 | 56943.4654 | 56943.4654 | 56943.4654 | [6 empty] | 9920 |  |  | 98.514 | 3278.675 |  |  | 1258.1688 |  | 1660.8 | 946.25 | 187.6508 | 17.8999 | 0 | 199.4258 | 0 | 44.2029 | 476.0699 | 0 | 22.5177 | 0 | 0 | 33.2916 | 212.1802 | 992 | 80.7338 | 105.4813 | 381.6801 | 130.4878 | 149.1435 | 245.5585 | 528.7659 | 81.1311 |  | 7254 |  |  |  | 2.5305 |  | 1154.6667 |  | 7440 |  | 946.25 | 36901.8258 | 20041.6397 | 20041.6397 | 20041.6397 | 17842.2275 | 20373.493 | 13521.4212 | 20041.6397 | 20041.6397 | 20041.6397 | 35.2% | 35.2% | 35.2% | 32.59% | 35.57% | 26.82% | 35.2% | 35.2% | 35.2% | [9 empty] | 0 | 36901.8258 | 20041.6397 | 20041.6397 | 20041.6397 | 17842.2275 | 20373.493 | 13521.4212 | 20041.6397 | 20041.6397 | 20041.6397 | 35.2% | 35.2% | 35.2% | 32.59% | 35.57% | 26.82% | 35.2% | 35.2% | 35.2% | 32827.311 | 57.31% | 29200.311 | 50.98% | 2370.1054 | 2451.2365 | 4.28% | 32.53% | 370.8769
0% | 0% | 0% | 2028 | 2 | 696 | 44458.3969 | 44458.3969 | 44458.3969 | 1487.6141 | 1487.6141 | 1487.6141 | 785.2036 | 1690.794 | 260.3977 | 42149.8642 | 42149.8642 | 42149.8642 | 42892.6634 | 42892.6634 | 42892.6634 | 42149.8642 | 42149.8642 | 42149.8642 | 6652.2147 | 8454.3747 | 2509.662 | 50604.2389 | 50604.2389 | 50604.2389 | 49544.8782 | 51347.0382 | 45402.3254 | 48374.6818 | 50604.2389 | 50604.2389 | 50604.2389 | [6 empty] | 9280 |  |  | 92.898 | 3057.587 |  |  | 1185.0038 |  | 853.7 | 611.22 | 233.8749 | 18.1968 | 0 | 194.7231 | 0 | 25.2588 | 593.3404 | 0 | 19.2562 | 0 | 0 | 19.0238 | 191.6466 | 928 | 100.4401 | 131.2283 | 474.8444 | 167.3675 | 180.5547 | 549.6425 | 1183.5558 | 182.2784 |  | 6786 |  |  |  | 3.1196 |  | 667.6667 |  | 6960 |  | 611.22 | 34690.4273 | 15913.8116 | 15913.8116 | 15913.8116 | 14854.4509 | 16656.6109 | 10711.8981 | 15913.8116 | 15913.8116 | 15913.8116 | 31.45% | 31.45% | 31.45% | 29.98% | 32.44% | 23.59% | 31.45% | 31.45% | 31.45% | [9 empty] | 0 | 34690.4273 | 15913.8116 | 15913.8116 | 15913.8116 | 14854.4509 | 16656.6109 | 10711.8981 | 15913.8116 | 15913.8116 | 15913.8116 | 31.45% | 31.45% | 31.45% | 29.98% | 32.44% | 23.59% | 31.45% | 31.45% | 31.45% | 30549.9421 | 59.5% | 27156.9421 | 52.89% | 3338.5883 | 3520.8666 | 6.857% | 31.26% | 798.1998
0% | 0% | 0% | 2028 | 3 | 743 | 46594.5891 | 46594.5891 | 46594.5891 | 1527.5391 | 1527.5391 | 1527.5391 | 1050.2026 | 2261.4216 | 350.1691 | 43968.512 | 43968.512 | 43968.512 | 44961.9993 | 44961.9993 | 44961.9993 | 43968.512 | 43968.512 | 43968.512 | 6148.3955 | 7493.8774 | 2294.9432 | 51462.3894 | 51462.3894 | 51462.3894 | 51110.3948 | 52455.8767 | 47256.9424 | 49856.4095 | 51462.3894 | 51462.3894 | 51462.3894 | [6 empty] | 9920 |  |  | 87.516 | 3232.714 |  |  | 1280.8106 |  | 2416.243 | 2064.878 | 449.5312 | 17.7375 | 0 | 213.1969 | 0 | 44.2029 | 1140.4602 | 0 | 19.3972 | 0 | 0 | 33.2916 | 212.1802 | 992 | 139.7877 | 182.6371 | 660.8654 | 221.5069 | 257.4113 | 735.1418 | 1582.9951 | 245.1184 |  | 7244.25 |  |  |  | 13.1573 |  | 1476.3333 |  | 5942 |  | 2064.878 | 40825.3639 | 10637.0255 | 10637.0255 | 10637.0255 | 10285.0309 | 11630.5127 | 6431.5785 | 10637.0255 | 10637.0255 | 10637.0255 | 20.67% | 20.67% | 20.67% | 20.12% | 22.17% | 13.61% | 20.67% | 20.67% | 20.67% | [9 empty] | 0 | 40825.3639 | 10637.0255 | 10637.0255 | 10637.0255 | 10285.0309 | 11630.5127 | 6431.5785 | 10637.0255 | 10637.0255 | 10637.0255 | 20.67% | 20.67% | 20.67% | 20.12% | 22.17% | 13.61% | 20.67% | 20.67% | 20.67% | 36241.7429 | 69.09% | 32619.6179 | 62.18% | 4962.0045 | 5207.1229 | 9.927% | 32.86% | 1122.6905
0% | 0% | 0% | 2028 | 4 | 720 | 39147.237 | 39147.237 | 39147.237 | 1567.464 | 1567.464 | 1567.464 | 1418.2287 | 3053.8992 | 476.9865 | 36095.0387 | 36095.0387 | 36095.0387 | 37436.6771 | 37436.6771 | 37436.6771 | 36095.0387 | 36095.0387 | 36095.0387 | 5256.1275 | 5737.1685 | 1847.724 | 41832.2072 | 41832.2072 | 41832.2072 | 42692.8045 | 43173.8456 | 39284.4011 | 41229.1233 | 41832.2072 | 41832.2072 | 41832.2072 | [6 empty] | 9600 |  |  | 96.057 | 3017.966 |  |  | 1122.6138 |  | 1366.578 | 1440.9 | 567.665 | 15.7514 | 0 | 201.0078 | 0 | 138.9235 | 1440.1655 | 0 | 19.984 | 0 | 0 | 104.6309 | 205.3357 | 960 | 149.2746 | 195.0321 | 705.7161 | 245.2716 | 263.3654 | 992.7601 | 2137.7295 | 333.8905 |  | 7020 |  |  |  | 2.3726 |  | 2495.3333 |  | 4640 |  | 1440.9 | 39478.3242 | 2353.883 | 2353.883 | 2353.883 | 3214.4803 | 3695.5214 | -193.9232 | 2353.883 | 2353.883 | 2353.883 | 5.627% | 5.627% | 5.627% | 7.529% | 8.56% | -0.4936% | 5.627% | 5.627% | 5.627% | [9 empty] | 0 | 39478.3242 | 2353.883 | 2353.883 | 2353.883 | 3214.4803 | 3695.5214 | -193.9232 | 2353.883 | 2353.883 | 2353.883 | 5.627% | 5.627% | 5.627% | 7.529% | 8.56% | -0.4936% | 5.627% | 5.627% | 5.627% | 34772.1838 | 80.54% | 31262.1838 | 72.41% | 6188.8451 | 6522.7356 | 15.11% | 35.35% | 1632.3721
0% | 0% | 0% | 2028 | 5 | 744 | 37319.9841 | 37319.9841 | 37319.9841 | 1607.3889 | 1607.3889 | 1607.3889 | 1750.7818 | 3769.9923 | 594.4324 | 33878.0332 | 33878.0332 | 33878.0332 | 35534.2654 | 35534.2654 | 35534.2654 | 33878.0332 | 33878.0332 | 33878.0332 | 4268.0064 | 4153.466 | 1434.5574 | 38031.4992 | 38031.4992 | 38031.4992 | 39802.2719 | 39687.7315 | 36968.8229 | 38385.5474 | 38031.4992 | 38031.4992 | 38031.4992 | [6 empty] | 9920 |  |  | 109.161 | 3327.41 |  |  | 837.3363 |  | 1570 | 1028.67 | 570.1075 | 12.0987 | 0 | 204.796 | 0 | 88.4058 | 1446.362 | 0 | 12.7517 | 0 | 0 | 66.5833 | 212.1802 | 992 | 171.9122 | 224.6089 | 812.7387 | 253.4864 | 301.185 | 1225.5473 | 2638.9946 | 416.1027 |  | 7254 |  |  |  | 0.014538 |  | 1762.6667 |  | 2480 |  | 1028.67 | 37939.1194 | 92.3798 | 92.3798 | 92.3798 | 1863.1524 | 1748.612 | -970.2966 | 92.3798 | 92.3798 | 92.3798 | 0.2429% | 0.2429% | 0.2429% | 4.681% | 4.406% | -2.625% | 0.2429% | 0.2429% | 0.2429% | [9 empty] | 0 | 37939.1194 | 92.3798 | 92.3798 | 92.3798 | 1863.1524 | 1748.612 | -970.2966 | 92.3798 | 92.3798 | 92.3798 | 0.2429% | 0.2429% | 0.2429% | 4.681% | 4.406% | -2.625% | 0.2429% | 0.2429% | 0.2429% | 32881.7617 | 82.85% | 29254.7617 | 73.71% | 6811.415 | 7227.5177 | 18.21% | 28.87% | 1647.0953
0% | 0% | 0% | 2028 | 6 | 720 | 39678.1774 | 39678.1774 | 39678.1774 | 1647.3139 | 1647.3139 | 1647.3139 | 1630.7562 | 3511.5388 | 563.9506 | 36318.9898 | 36318.9898 | 36318.9898 | 37861.6783 | 37861.6783 | 37861.6783 | 36318.9898 | 36318.9898 | 36318.9898 | 4601.1069 | 4628.9588 | 1656.0316 | 40947.9486 | 40947.9486 | 40947.9486 | 42462.7852 | 42490.6371 | 39517.7099 | 41004.1735 | 40947.9486 | 40947.9486 | 40947.9486 | [6 empty] | 9600 |  |  | 128.934 | 3110.284 |  |  | 1170.1049 |  | 2058.091 | 1047.68 | 605.9155 | 8.381 | 0 | 179.8249 | 0 | 37.8882 | 1537.207 | 0 | 11.7635 | 0 | 0 | 28.5357 | 205.3357 | 960 | 167.1432 | 218.378 | 790.1925 | 265.3318 | 293.3095 | 1141.5293 | 2458.0772 | 394.7654 |  | 7020 |  |  |  | 2.1778 |  | 680.6667 |  | 4416 |  | 1047.68 | 38537.5167 | 2410.4319 | 2410.4319 | 2410.4319 | 3925.2685 | 3953.1204 | 980.1932 | 2410.4319 | 2410.4319 | 2410.4319 | 5.887% | 5.887% | 5.887% | 9.244% | 9.304% | 2.48% | 5.887% | 5.887% | 5.887% | [9 empty] | 0 | 38537.5167 | 2410.4319 | 2410.4319 | 2410.4319 | 3925.2685 | 3953.1204 | 980.1932 | 2410.4319 | 2410.4319 | 2410.4319 | 5.887% | 5.887% | 5.887% | 9.244% | 9.304% | 2.48% | 5.887% | 5.887% | 5.887% | 33703.9846 | 79.32% | 30193.9846 | 71.06% | 6627.4587 | 7022.2241 | 16.53% | 24.03% | 1279.2873
0% | 0% | 0% | 2028 | 7 | 744 | 45554.1744 | 45554.1744 | 45554.1744 | 1687.2388 | 1687.2388 | 1687.2388 | 1709.2251 | 3680.5075 | 601.2244 | 42069.6485 | 42069.6485 | 42069.6485 | 43686.5683 | 43686.5683 | 43686.5683 | 42069.6485 | 42069.6485 | 42069.6485 | 5226.3142 | 5846.7182 | 2006.8109 | 47916.3667 | 47916.3667 | 47916.3667 | 48912.8825 | 49533.2865 | 45693.3792 | 47613.3329 | 47916.3667 | 47916.3667 | 47916.3667 | [6 empty] | 9920 |  |  | 118.521 | 3084.53 |  |  | 1237.5529 |  | 1516.482 | 874.91 | 586.7974 | 7.5725 | 0 | 144.1235 | 0 | 37.8882 | 1488.7043 | 0 | 9.5734 | 0 | 0 | 28.5357 | 212.1802 | 992 | 169.0748 | 220.9017 | 799.3242 | 274.1557 | 301.5708 | 1196.4576 | 2576.3552 | 420.8571 |  | 7254 |  |  |  | 2.1042 |  | 971.3333 |  | 6560 |  | 874.91 | 41005.5056 | 6910.8612 | 6910.8612 | 6910.8612 | 7907.3769 | 8527.781 | 4687.8737 | 6910.8612 | 6910.8612 | 6910.8612 | 14.42% | 14.42% | 14.42% | 16.17% | 17.22% | 10.26% | 14.42% | 14.42% | 14.42% | [9 empty] | 0 | 41005.5056 | 6910.8612 | 6910.8612 | 6910.8612 | 7907.3769 | 8527.781 | 4687.8737 | 6910.8612 | 6910.8612 | 6910.8612 | 14.42% | 14.42% | 14.42% | 16.17% | 17.22% | 10.26% | 14.42% | 14.42% | 14.42% | 36035.8202 | 72.75% | 32408.8202 | 65.43% | 6712.634 | 7133.491 | 14.4% | 25.2% | 1408.4439
0% | 0% | 0% | 2028 | 8 | 744 | 43507.8935 | 43507.8935 | 43507.8935 | 1727.1638 | 1727.1638 | 1727.1638 | 1523.4197 | 3280.409 | 569.9239 | 40168.604 | 40168.604 | 40168.604 | 41609.7526 | 41609.7526 | 41609.7526 | 40168.604 | 40168.604 | 40168.604 | 5051.5354 | 5325.6972 | 1896.1883 | 45494.3012 | 45494.3012 | 45494.3012 | 46661.288 | 46935.4498 | 43505.9409 | 45220.6953 | 45494.3012 | 45494.3012 | 45494.3012 | [6 empty] | 9920 |  |  | 107.64 | 3021.928 |  |  | 1159.3159 |  | 1498.209 | 875.755 | 569.0614 | 7.9692 | 0 | 158.6984 | 0 | 31.5735 | 1443.7081 | 0 | 11.1529 | 0 | 0 | 23.7797 | 212.1802 | 992 | 160.4651 | 209.6529 | 758.621 | 260.2017 | 280.6062 | 1066.3938 | 2296.2863 | 398.9467 |  | 7254 |  |  |  | 16.869 |  | 598.3333 |  | 7312 |  | 875.755 | 40645.3475 | 4848.9537 | 4848.9537 | 4848.9537 | 6015.9406 | 6290.1024 | 2860.5934 | 4848.9537 | 4848.9537 | 4848.9537 | 10.66% | 10.66% | 10.66% | 12.89% | 13.4% | 6.575% | 10.66% | 10.66% | 10.66% | [9 empty] | 0 | 40645.3475 | 4848.9537 | 4848.9537 | 4848.9537 | 6015.9406 | 6290.1024 | 2860.5934 | 4848.9537 | 4848.9537 | 4848.9537 | 10.66% | 10.66% | 10.66% | 12.89% | 13.4% | 6.575% | 10.66% | 10.66% | 10.66% | 35776.3863 | 76.22% | 32149.3863 | 68.5% | 6265.2584 | 6664.2051 | 14.2% | 28.52% | 1429.9057
0% | 0% | 0% | 2028 | 9 | 720 | 37795.4451 | 37795.4451 | 37795.4451 | 1767.0887 | 1767.0887 | 1767.0887 | 1305.6369 | 2811.4532 | 496.1292 | 34644.3906 | 34644.3906 | 34644.3906 | 35879.5177 | 35879.5177 | 35879.5177 | 34644.3906 | 34644.3906 | 34644.3906 | 4818.6922 | 4807.9749 | 1705.8759 | 39452.3655 | 39452.3655 | 39452.3655 | 40698.2098 | 40687.4925 | 37585.3936 | 39141.8017 | 39452.3655 | 39452.3655 | 39452.3655 | [6 empty] | 9600 |  |  | 102.375 | 2969.628 |  |  | 1065.151 |  | 2037.955 | 1324.917 | 529.4808 | 10.5581 | 0 | 164.1237 | 0 | 6.3147 | 1343.2921 | 0 | 13.3559 | 0 | 0 | 4.7559 | 205.3357 | 960 | 128.1185 | 167.391 | 605.698 | 224.1132 | 230.4 | 913.9458 | 1968.0172 | 347.2905 |  | 7020 |  |  |  | 2.2242 |  | 655.3333 |  | 4800 |  | 1324.917 | 37399.7745 | 2052.591 | 2052.591 | 2052.591 | 3298.4353 | 3287.718 | 185.6191 | 2052.591 | 2052.591 | 2052.591 | 5.203% | 5.203% | 5.203% | 8.105% | 8.08% | 0.4939% | 5.203% | 5.203% | 5.203% | [9 empty] | 0 | 37399.7745 | 2052.591 | 2052.591 | 2052.591 | 3298.4353 | 3287.718 | 185.6191 | 2052.591 | 2052.591 | 2052.591 | 5.203% | 5.203% | 5.203% | 8.105% | 8.08% | 0.4939% | 5.203% | 5.203% | 5.203% | 32809.4808 | 80.64% | 29299.4808 | 72.01% | 5436.831 | 5784.1215 | 14.22% | 31.86% | 1371.3248
0% | 0% | 0% | 2028 | 10 | 744 | 39725.4702 | 39725.4702 | 39725.4702 | 1807.0136 | 1807.0136 | 1807.0136 | 957.8748 | 2062.6103 | 369.6421 | 36901.4184 | 36901.4184 | 36901.4184 | 37807.5639 | 37807.5639 | 37807.5639 | 36901.4184 | 36901.4184 | 36901.4184 | 5444.5212 | 6002.7762 | 2064.0938 | 42904.1946 | 42904.1946 | 42904.1946 | 43252.0851 | 43810.3401 | 39871.6577 | 41840.9989 | 42904.1946 | 42904.1946 | 42904.1946 | [6 empty] | 9920 |  |  | 118.17 | 3225.186 |  |  | 1031.67 |  | 1760 | 1586.51 | 387.8471 | 15.5237 | 0 | 180.288 | 0 | 44.2029 | 983.9677 | 0 | 16.5656 | 0 | 0 | 33.2916 | 212.1802 | 992 | 101.0856 | 132.0717 | 477.8963 | 157.7514 | 157.2896 | 670.5123 | 1443.8272 | 258.7495 |  | 7254 |  |  |  | 0 |  | 865.3333 |  | 2832 |  | 1586.51 | 34857.9197 | 8046.2749 | 8046.2749 | 8046.2749 | 8394.1654 | 8952.4204 | 5013.738 | 8046.2749 | 8046.2749 | 8046.2749 | 18.75% | 18.75% | 18.75% | 19.41% | 20.43% | 12.57% | 18.75% | 18.75% | 18.75% | [9 empty] | 0 | 34857.9197 | 8046.2749 | 8046.2749 | 8046.2749 | 8394.1654 | 8952.4204 | 5013.738 | 8046.2749 | 8046.2749 | 8046.2749 | 18.75% | 18.75% | 18.75% | 19.41% | 20.43% | 12.57% | 18.75% | 18.75% | 18.75% | 30380.1193 | 69.34% | 26753.1193 | 61.07% | 4163.5006 | 4422.25 | 10.09% | 35.74% | 1130.4359
0% | 0% | 0% | 2028 | 11 | 721 | 42044.1336 | 42044.1336 | 42044.1336 | 1846.9386 | 1846.9386 | 1846.9386 | 391.151 | 842.273 | 153.8791 | 39781.0041 | 39781.0041 | 39781.0041 | 40151.0313 | 40151.0313 | 40151.0313 | 39781.0041 | 39781.0041 | 39781.0041 | 7865.9259 | 10141.4708 | 3312.2517 | 49922.4749 | 49922.4749 | 49922.4749 | 48016.9573 | 50292.5022 | 43463.283 | 46877.8926 | 49922.4749 | 49922.4749 | 49922.4749 | [6 empty] | 9600 |  |  | 104.364 | 3268.374 |  |  | 1051.7654 |  | 2363 | 2045.05 | 283.8748 | 14.3997 | 0 | 188.4393 | 0 | 82.0911 | 720.1899 | 0 | 19.8447 | 0 | 0 | 61.8273 | 205.3357 | 960 | 62.3072 | 81.4064 | 294.5658 | 108.8078 | 121.0135 | 273.8057 | 589.5911 | 107.7153 |  | 7029.75 |  |  |  | 3.0642 |  | 1161.3333 |  | 4042 |  | 2045.05 | 34843.9164 | 15078.5586 | 15078.5586 | 15078.5586 | 13173.0409 | 15448.5858 | 8619.3667 | 15078.5586 | 15078.5586 | 15078.5586 | 30.2% | 30.2% | 30.2% | 27.43% | 30.72% | 19.83% | 30.2% | 30.2% | 30.2% | [9 empty] | 0 | 34843.9164 | 15078.5586 | 15078.5586 | 15078.5586 | 13173.0409 | 15448.5858 | 8619.3667 | 15078.5586 | 15078.5586 | 15078.5586 | 30.2% | 30.2% | 30.2% | 27.43% | 30.72% | 19.83% | 30.2% | 30.2% | 30.2% | 30863.7322 | 61.37% | 27348.8572 | 54.38% | 2645.2551 | 2752.9704 | 5.474% | 40.51% | 524.3201
0% | 0% | 0% | 2028 | 12 | 744 | 47720.1896 | 47720.1896 | 47720.1896 | 1886.8635 | 1886.8635 | 1886.8635 | 248.3063 | 534.6827 | 98.87 | 45568.7684 | 45568.7684 | 45568.7684 | 45803.6651 | 45803.6651 | 45803.6651 | 45568.7684 | 45568.7684 | 45568.7684 | 8631.9808 | 10744.9103 | 3571.1194 | 56313.6787 | 56313.6787 | 56313.6787 | 54435.6459 | 56548.5754 | 49374.7845 | 52961.68 | 56313.6787 | 56313.6787 | 56313.6787 | [6 empty] | 9920 |  |  | 105.066 | 3218.847 |  |  | 1226.608 |  | 2225.224 | 1798.195 | 133.0263 | 14.893 | 0 | 193.4012 | 0 | 50.5176 | 337.4876 | 0 | 20.2832 | 0 | 0 | 38.0476 | 212.1802 | 992 | 56.7708 | 73.8019 | 268.3915 | 100.1796 | 106.5032 | 173.8144 | 374.2779 | 69.209 |  | 7254 |  |  |  | 4.9023 |  | 1762.3333 |  | 7440 |  | 1798.195 | 38169.9605 | 18143.7182 | 18143.7182 | 18143.7182 | 16265.6854 | 18378.6149 | 11204.824 | 18143.7182 | 18143.7182 | 18143.7182 | 32.22% | 32.22% | 32.22% | 29.88% | 32.5% | 22.69% | 32.22% | 32.22% | 32.22% | [9 empty] | 0 | 38169.9605 | 18143.7182 | 18143.7182 | 18143.7182 | 16265.6854 | 18378.6149 | 11204.824 | 18143.7182 | 18143.7182 | 18143.7182 | 32.22% | 32.22% | 32.22% | 29.88% | 32.5% | 22.69% | 32.22% | 32.22% | 32.22% | 34170.8426 | 60.43% | 30543.8426 | 54.01% | 1786.3603 | 1855.5693 | 3.281% | 32.95% | 271.0759
0% | 0% | 0% | 2029 | 1 | 744 | 49374.6147 | 49374.6147 | 49374.6147 | 1927.1584 | 1927.1584 | 1927.1584 | 350.7979 | 755.3798 | 140.3726 | 47073.4911 | 47073.4911 | 47073.4911 | 47405.3445 | 47405.3445 | 47405.3445 | 47073.4911 | 47073.4911 | 47073.4911 | 9214.8298 | 11728.1578 | 3911.2238 | 58801.649 | 58801.649 | 58801.649 | 56620.1743 | 59133.5023 | 51316.5683 | 55225.0353 | 58801.649 | 58801.649 | 58801.649 | [6 empty] | 9920 |  |  | 98.514 | 3278.675 |  |  | 1258.1688 |  | 1660.8 | 946.25 | 187.6508 | 17.8999 | 0 | 199.4258 | 0 | 44.2029 | 476.0699 | 0 | 22.5177 | 0 | 0 | 33.2916 | 212.1802 | 992 | 80.3301 | 104.9539 | 379.7717 | 129.8353 | 148.3977 | 245.5585 | 528.7659 | 98.2608 |  | 7254 |  |  |  | 2.5305 |  | 1154.6667 |  | 7440 |  | 946.25 | 36914.7178 | 21886.9312 | 21886.9312 | 21886.9312 | 19705.4564 | 22218.7845 | 14401.8504 | 21886.9312 | 21886.9312 | 21886.9312 | 37.22% | 37.22% | 37.22% | 34.8% | 37.57% | 28.06% | 37.22% | 37.22% | 37.22% | [9 empty] | 0 | 36914.7178 | 21886.9312 | 21886.9312 | 21886.9312 | 19705.4564 | 22218.7845 | 14401.8504 | 21886.9312 | 21886.9312 | 21886.9312 | 37.22% | 37.22% | 37.22% | 34.8% | 37.57% | 28.06% | 37.22% | 37.22% | 37.22% | 32840.203 | 55.54% | 29213.203 | 49.4% | 2365.8678 | 2464.1286 | 4.167% | 32.53% | 378.3033
0% | 0% | 0% | 2029 | 2 | 672 | 44662.5431 | 44662.5431 | 44662.5431 | 1967.4534 | 1967.4534 | 1967.4534 | 758.1276 | 1632.4908 | 304.0968 | 41886.6752 | 41886.6752 | 41886.6752 | 42603.8607 | 42603.8607 | 42603.8607 | 41886.6752 | 41886.6752 | 41886.6752 | 8652.1625 | 10351.8227 | 3551.9215 | 52238.498 | 52238.498 | 52238.498 | 51256.0232 | 52955.6835 | 46155.7823 | 49555.7329 | 52238.498 | 52238.498 | 52238.498 | [6 empty] | 8960 |  |  | 92.898 | 3057.587 |  |  | 1185.0038 |  | 853.7 | 611.22 | 233.8749 | 18.1968 | 0 | 194.7231 | 0 | 25.2588 | 593.3404 | 0 | 19.2562 | 0 | 0 | 19.0238 | 191.6466 | 896 | 99.9379 | 130.5721 | 472.4702 | 166.5306 | 179.6519 | 530.6893 | 1142.7435 | 212.8677 |  | 6552 |  |  |  | 3.1196 |  | 667.6667 |  | 6720 |  | 611.22 | 33829.979 | 18408.519 | 18408.519 | 18408.519 | 17426.0442 | 19125.7045 | 12325.8033 | 18408.519 | 18408.519 | 18408.519 | 35.24% | 35.24% | 35.24% | 34% | 36.12% | 26.7% | 35.24% | 35.24% | 35.24% | [9 empty] | 0 | 33829.979 | 18408.519 | 18408.519 | 18408.519 | 17426.0442 | 19125.7045 | 12325.8033 | 18408.519 | 18408.519 | 18408.519 | 35.24% | 35.24% | 35.24% | 34% | 36.12% | 26.7% | 35.24% | 35.24% | 35.24% | 29825.447 | 56.32% | 26549.447 | 50.14% | 3292.5038 | 3505.3716 | 6.619% | 31.26% | 786.0418
0% | 0% | 0% | 2029 | 3 | 743 | 46807.3532 | 46807.3532 | 46807.3532 | 2007.7483 | 2007.7483 | 2007.7483 | 1050.2026 | 2261.4216 | 422.7246 | 43679.3002 | 43679.3002 | 43679.3002 | 44672.7875 | 44672.7875 | 44672.7875 | 43679.3002 | 43679.3002 | 43679.3002 | 7983.5098 | 9188.3535 | 3234.3711 | 52867.6538 | 52867.6538 | 52867.6538 | 52656.2973 | 53861.141 | 47907.1586 | 50884.1498 | 52867.6538 | 52867.6538 | 52867.6538 | [6 empty] | 9920 |  |  | 87.516 | 3232.714 |  |  | 1280.8106 |  | 2416.243 | 2064.878 | 449.5312 | 17.7375 | 0 | 213.1969 | 0 | 44.2029 | 1140.4602 | 0 | 19.3972 | 0 | 0 | 33.2916 | 212.1802 | 992 | 139.0888 | 181.7239 | 657.5611 | 220.3994 | 256.1243 | 735.1418 | 1582.9951 | 295.9072 |  | 7244.25 |  |  |  | 13.1573 |  | 1476.3333 |  | 5942 |  | 2064.878 | 40868.8417 | 11998.8121 | 11998.8121 | 11998.8121 | 11787.4556 | 12992.2993 | 7038.3169 | 11998.8121 | 11998.8121 | 11998.8121 | 22.7% | 22.7% | 22.7% | 22.39% | 24.12% | 14.69% | 22.7% | 22.7% | 22.7% | [9 empty] | 0 | 40868.8417 | 11998.8121 | 11998.8121 | 11998.8121 | 11787.4556 | 12992.2993 | 7038.3169 | 11998.8121 | 11998.8121 | 11998.8121 | 22.7% | 22.7% | 22.7% | 22.39% | 24.12% | 14.69% | 22.7% | 22.7% | 22.7% | 36285.2206 | 67.37% | 32663.0956 | 60.64% | 4954.6935 | 5250.6007 | 9.748% | 32.86% | 1144.9357
0% | 0% | 0% | 2029 | 4 | 720 | 39327.7213 | 39327.7213 | 39327.7213 | 2048.0433 | 2048.0433 | 2048.0433 | 1418.2287 | 3053.8992 | 574.0603 | 35765.8216 | 35765.8216 | 35765.8216 | 37107.4599 | 37107.4599 | 37107.4599 | 35765.8216 | 35765.8216 | 35765.8216 | 6836.602 | 7101.4322 | 2615.7217 | 42867.2538 | 42867.2538 | 42867.2538 | 43944.062 | 44208.8922 | 39723.1816 | 41966.0369 | 42867.2538 | 42867.2538 | 42867.2538 | [6 empty] | 9600 |  |  | 96.057 | 3017.966 |  |  | 1122.6138 |  | 1366.578 | 1440.9 | 567.665 | 15.7514 | 0 | 201.0078 | 0 | 138.9235 | 1440.1655 | 0 | 19.984 | 0 | 0 | 104.6309 | 205.3357 | 960 | 148.5282 | 194.0569 | 702.1875 | 244.0452 | 262.0486 | 992.7601 | 2137.7295 | 401.8422 |  | 0 |  |  |  | 2.3726 |  | 2495.3333 |  | 4704 |  | 1440.9 | 32582.4826 | 10284.7712 | 10284.7712 | 10284.7712 | 11361.5794 | 11626.4096 | 7140.699 | 10284.7712 | 10284.7712 | 10284.7712 | 23.99% | 23.99% | 23.99% | 25.85% | 26.3% | 17.98% | 23.99% | 23.99% | 23.99% | [9 empty] | 0 | 32582.4826 | 10284.7712 | 10284.7712 | 10284.7712 | 11361.5794 | 11626.4096 | 7140.699 | 10284.7712 | 10284.7712 | 10284.7712 | 23.99% | 23.99% | 23.99% | 25.85% | 26.3% | 17.98% | 23.99% | 23.99% | 23.99% | 31386.3421 | 71% | 31386.3421 | 71% | 6181.0518 | 6582.894 | 14.89% | 35.35% | 1664.3901
0% | 0% | 0% | 2029 | 5 | 744 | 37492.0032 | 37492.0032 | 37492.0032 | 2088.3382 | 2088.3382 | 2088.3382 | 1750.7818 | 3769.9923 | 713.031 | 33533.5235 | 33533.5235 | 33533.5235 | 35189.7557 | 35189.7557 | 35189.7557 | 33533.5235 | 33533.5235 | 33533.5235 | 5560.7277 | 5201.3931 | 2037.8928 | 38734.9166 | 38734.9166 | 38734.9166 | 40750.4834 | 40391.1488 | 37227.6485 | 38989.066 | 38734.9166 | 38734.9166 | 38734.9166 | [6 empty] | 9920 |  |  | 109.161 | 3327.41 |  |  | 837.3363 |  | 1570 | 1028.67 | 570.1075 | 12.0987 | 0 | 204.796 | 0 | 88.4058 | 1446.362 | 0 | 12.7517 | 0 | 0 | 66.5833 | 212.1802 | 992 | 171.0527 | 223.4859 | 808.675 | 252.219 | 299.679 | 1225.5473 | 2638.9946 | 499.1217 |  | 7254 |  |  |  | 0.014538 |  | 1762.6667 |  | 2480 |  | 1028.67 | 38013.3188 | 721.5978 | 721.5978 | 721.5978 | 2737.1646 | 2377.83 | -785.6703 | 721.5978 | 721.5978 | 721.5978 | 1.863% | 1.863% | 1.863% | 6.717% | 5.887% | -2.11% | 1.863% | 1.863% | 1.863% | [9 empty] | 0 | 38013.3188 | 721.5978 | 721.5978 | 721.5978 | 2737.1646 | 2377.83 | -785.6703 | 721.5978 | 721.5978 | 721.5978 | 1.863% | 1.863% | 1.863% | 6.717% | 5.887% | -2.11% | 1.863% | 1.863% | 1.863% | 32955.961 | 81.59% | 29328.961 | 72.61% | 6802.5953 | 7301.717 | 18.08% | 28.87% | 1679.0391
0% | 0% | 0% | 2029 | 6 | 720 | 39861.9121 | 39861.9121 | 39861.9121 | 2128.6331 | 2128.6331 | 2128.6331 | 1630.7562 | 3511.5388 | 672.149 | 35988.9458 | 35988.9458 | 35988.9458 | 37531.6343 | 37531.6343 | 37531.6343 | 35988.9458 | 35988.9458 | 35988.9458 | 5967.0075 | 5758.5686 | 2316.497 | 41747.5144 | 41747.5144 | 41747.5144 | 43498.6418 | 43290.2029 | 39848.1313 | 41673.3865 | 41747.5144 | 41747.5144 | 41747.5144 | [6 empty] | 9600 |  |  | 128.934 | 3110.284 |  |  | 1170.1049 |  | 2058.091 | 1047.68 | 605.9155 | 8.381 | 0 | 179.8249 | 0 | 37.8882 | 1537.207 | 0 | 11.7635 | 0 | 0 | 28.5357 | 205.3357 | 960 | 166.3075 | 217.2861 | 786.2415 | 264.0051 | 291.8429 | 1141.5293 | 2458.0772 | 470.5043 |  | 7020 |  |  |  | 2.1778 |  | 680.6667 |  | 4368 |  | 1047.68 | 38556.5838 | 3190.9306 | 3190.9306 | 3190.9306 | 4942.058 | 4733.6191 | 1291.5475 | 3190.9306 | 3190.9306 | 3190.9306 | 7.643% | 7.643% | 7.643% | 11.36% | 10.93% | 3.241% | 7.643% | 7.643% | 7.643% | [9 empty] | 0 | 38556.5838 | 3190.9306 | 3190.9306 | 3190.9306 | 4942.058 | 4733.6191 | 1291.5475 | 3190.9306 | 3190.9306 | 3190.9306 | 7.643% | 7.643% | 7.643% | 11.36% | 10.93% | 3.241% | 7.643% | 7.643% | 7.643% | 33723.0517 | 77.9% | 30213.0517 | 69.79% | 6618.7869 | 7089.2912 | 16.38% | 24.03% | 1303.5444
0% | 0% | 0% | 2029 | 7 | 744 | 45765.9308 | 45765.9308 | 45765.9308 | 2168.9281 | 2168.9281 | 2168.9281 | 1709.2251 | 3680.5075 | 712.3887 | 41766.3664 | 41766.3664 | 41766.3664 | 43383.2862 | 43383.2862 | 43383.2862 | 41766.3664 | 41766.3664 | 41766.3664 | 6730.1481 | 7163.8326 | 2767.4153 | 48930.199 | 48930.199 | 48930.199 | 50113.4343 | 50547.1187 | 46150.7015 | 48348.9101 | 48930.199 | 48930.199 | 48930.199 | [6 empty] | 9920 |  |  | 118.521 | 3084.53 |  |  | 1237.5529 |  | 1516.482 | 874.91 | 586.7974 | 7.5725 | 0 | 144.1235 | 0 | 37.8882 | 1488.7043 | 0 | 9.5734 | 0 | 0 | 28.5357 | 212.1802 | 992 | 168.2294 | 219.7972 | 795.3275 | 272.7849 | 300.0629 | 1196.4576 | 2576.3552 | 498.6721 |  | 7254 |  |  |  | 2.1042 |  | 971.3333 |  | 6640 |  | 874.91 | 41154.4954 | 7775.7035 | 7775.7035 | 7775.7035 | 8958.9388 | 9392.6233 | 4996.206 | 7775.7035 | 7775.7035 | 7775.7035 | 15.89% | 15.89% | 15.89% | 17.88% | 18.58% | 10.83% | 15.89% | 15.89% | 15.89% | [9 empty] | 0 | 41154.4954 | 7775.7035 | 7775.7035 | 7775.7035 | 8958.9388 | 9392.6233 | 4996.206 | 7775.7035 | 7775.7035 | 7775.7035 | 15.89% | 15.89% | 15.89% | 17.88% | 18.58% | 10.83% | 15.89% | 15.89% | 15.89% | 36184.8101 | 71.59% | 32557.8101 | 64.41% | 6703.8088 | 7202.4809 | 14.25% | 25.2% | 1434.5781
0% | 0% | 0% | 2029 | 8 | 744 | 43709.8938 | 43709.8938 | 43709.8938 | 2209.223 | 2209.223 | 2209.223 | 1523.4197 | 3280.409 | 644.7352 | 39866.1016 | 39866.1016 | 39866.1016 | 41307.2502 | 41307.2502 | 41307.2502 | 39866.1016 | 39866.1016 | 39866.1016 | 6501.1937 | 6550.991 | 2610.4048 | 46417.0926 | 46417.0926 | 46417.0926 | 47808.444 | 47858.2412 | 43917.655 | 45887.9481 | 46417.0926 | 46417.0926 | 46417.0926 | [6 empty] | 9920 |  |  | 107.64 | 3021.928 |  |  | 1159.3159 |  | 1498.209 | 875.755 | 569.0614 | 7.9692 | 0 | 158.6984 | 0 | 31.5735 | 1443.7081 | 0 | 11.1529 | 0 | 0 | 23.7797 | 212.1802 | 992 | 159.6628 | 208.6047 | 754.8279 | 258.9007 | 279.2032 | 1066.3938 | 2296.2863 | 451.3147 |  | 7254 |  |  |  | 16.869 |  | 598.3333 |  | 7312 |  | 875.755 | 40689.3677 | 5727.7249 | 5727.7249 | 5727.7249 | 7119.0763 | 7168.8735 | 3228.2873 | 5727.7249 | 5727.7249 | 5727.7249 | 12.34% | 12.34% | 12.34% | 14.89% | 14.98% | 7.351% | 12.34% | 12.34% | 12.34% | [9 empty] | 0 | 40689.3677 | 5727.7249 | 5727.7249 | 5727.7249 | 7119.0763 | 7168.8735 | 3228.2873 | 5727.7249 | 5727.7249 | 5727.7249 | 12.34% | 12.34% | 12.34% | 14.89% | 14.98% | 7.351% | 12.34% | 12.34% | 12.34% | 35820.4065 | 74.85% | 32193.4065 | 67.27% | 6256.9107 | 6708.2253 | 14.02% | 28.52% | 1449.8123
0% | 0% | 0% | 2029 | 9 | 720 | 37970.8959 | 37970.8959 | 37970.8959 | 2249.5179 | 2249.5179 | 2249.5179 | 1305.6369 | 2811.4532 | 558.5486 | 34318.6863 | 34318.6863 | 34318.6863 | 35553.8133 | 35553.8133 | 35553.8133 | 34318.6863 | 34318.6863 | 34318.6863 | 6197.8754 | 5931.7005 | 2354.2993 | 40250.3869 | 40250.3869 | 40250.3869 | 41751.6888 | 41485.5139 | 37908.1127 | 39829.9007 | 40250.3869 | 40250.3869 | 40250.3869 | [6 empty] | 9600 |  |  | 102.375 | 2969.628 |  |  | 1065.151 |  | 2037.955 | 1324.917 | 529.4808 | 10.5581 | 0 | 164.1237 | 0 | 6.3147 | 1343.2921 | 0 | 13.3559 | 0 | 0 | 4.7559 | 205.3357 | 960 | 127.4779 | 166.5541 | 602.6695 | 222.9926 | 229.248 | 913.9458 | 1968.0172 | 390.984 |  | 7020 |  |  |  | 2.2242 |  | 655.3333 |  | 4800 |  | 1324.917 | 37436.6895 | 2813.6974 | 2813.6974 | 2813.6974 | 4314.9993 | 4048.8244 | 471.4232 | 2813.6974 | 2813.6974 | 2813.6974 | 6.99% | 6.99% | 6.99% | 10.33% | 9.76% | 1.244% | 6.99% | 6.99% | 6.99% | [9 empty] | 0 | 37436.6895 | 2813.6974 | 2813.6974 | 2813.6974 | 4314.9993 | 4048.8244 | 471.4232 | 2813.6974 | 2813.6974 | 2813.6974 | 6.99% | 6.99% | 6.99% | 10.33% | 9.76% | 1.244% | 6.99% | 6.99% | 6.99% | 32846.3958 | 79.18% | 29336.3958 | 70.71% | 5430.0524 | 5821.0364 | 14.03% | 31.86% | 1389.8795
0% | 0% | 0% | 2029 | 10 | 744 | 39908.9687 | 39908.9687 | 39908.9687 | 2289.8129 | 2289.8129 | 2289.8129 | 957.8748 | 2062.6103 | 414.1852 | 36588.7547 | 36588.7547 | 36588.7547 | 37494.9003 | 37494.9003 | 37494.9003 | 36588.7547 | 36588.7547 | 36588.7547 | 6957.8445 | 7305.184 | 2810.4293 | 43893.9388 | 43893.9388 | 43893.9388 | 44452.7448 | 44800.0843 | 40305.3296 | 42552.7069 | 43893.9388 | 43893.9388 | 43893.9388 | [6 empty] | 9920 |  |  | 118.17 | 3225.186 |  |  | 1031.67 |  | 1760 | 1586.51 | 387.8471 | 15.5237 | 0 | 180.288 | 0 | 44.2029 | 983.9677 | 0 | 16.5656 | 0 | 0 | 33.2916 | 212.1802 | 992 | 100.5802 | 131.4113 | 475.5068 | 156.9627 | 156.5031 | 670.5123 | 1443.8272 | 289.9296 |  | 7254 |  |  |  | 0 |  | 865.3333 |  | 2848 |  | 1586.51 | 34899.9694 | 8993.9694 | 8993.9694 | 8993.9694 | 9552.7754 | 9900.1149 | 5405.3602 | 8993.9694 | 8993.9694 | 8993.9694 | 20.49% | 20.49% | 20.49% | 21.49% | 22.1% | 13.41% | 20.49% | 20.49% | 20.49% | [9 empty] | 0 | 34899.9694 | 8993.9694 | 8993.9694 | 8993.9694 | 9552.7754 | 9900.1149 | 5405.3602 | 8993.9694 | 8993.9694 | 8993.9694 | 20.49% | 20.49% | 20.49% | 21.49% | 22.1% | 13.41% | 20.49% | 20.49% | 20.49% | 30422.169 | 67.91% | 26795.169 | 59.81% | 4158.3701 | 4448.2997 | 9.929% | 35.74% | 1145.2887
0% | 0% | 0% | 2029 | 11 | 721 | 42237.399 | 42237.399 | 42237.399 | 2330.1078 | 2330.1078 | 2330.1078 | 391.151 | 842.273 | 171.4198 | 39485.838 | 39485.838 | 39485.838 | 39855.8653 | 39855.8653 | 39855.8653 | 39485.838 | 39485.838 | 39485.838 | 9962.2674 | 12128.6058 | 4438.6635 | 51614.4439 | 51614.4439 | 51614.4439 | 49818.1327 | 51984.4711 | 44294.5288 | 48139.4999 | 51614.4439 | 51614.4439 | 51614.4439 | [6 empty] | 9600 |  |  | 104.364 | 3268.374 |  |  | 1051.7654 |  | 2363 | 2045.05 | 283.8748 | 14.3997 | 0 | 188.4393 | 0 | 82.0911 | 720.1899 | 0 | 19.8447 | 0 | 0 | 61.8273 | 205.3357 | 960 | 61.9957 | 80.9993 | 293.093 | 108.2638 | 120.4085 | 273.8057 | 589.5911 | 119.9939 |  | 7029.75 |  |  |  | 3.0642 |  | 1161.3333 |  | 4042 |  | 2045.05 | 34852.8544 | 16761.5895 | 16761.5895 | 16761.5895 | 14965.2783 | 17131.6167 | 9441.6744 | 16761.5895 | 16761.5895 | 16761.5895 | 32.47% | 32.47% | 32.47% | 30.04% | 32.96% | 21.32% | 32.47% | 32.47% | 32.47% | [9 empty] | 0 | 34852.8544 | 16761.5895 | 16761.5895 | 16761.5895 | 14965.2783 | 17131.6167 | 9441.6744 | 16761.5895 | 16761.5895 | 16761.5895 | 32.47% | 32.47% | 32.47% | 30.04% | 32.96% | 21.32% | 32.47% | 32.47% | 32.47% | 30872.6702 | 59.39% | 27357.7952 | 52.63% | 2641.9146 | 2761.9085 | 5.313% | 40.51% | 530.9495
0% | 0% | 0% | 2029 | 12 | 744 | 47941.8305 | 47941.8305 | 47941.8305 | 2370.4027 | 2370.4027 | 2370.4027 | 248.3063 | 534.6827 | 109.7428 | 45303.6082 | 45303.6082 | 45303.6082 | 45538.5049 | 45538.5049 | 45538.5049 | 45303.6082 | 45303.6082 | 45303.6082 | 10931.2268 | 12870.9181 | 4784.497 | 58174.5263 | 58174.5263 | 58174.5263 | 56469.7317 | 58409.423 | 50323.0019 | 54366.2125 | 58174.5263 | 58174.5263 | 58174.5263 | [6 empty] | 9920 |  |  | 105.066 | 3218.847 |  |  | 1226.608 |  | 2225.224 | 1798.195 | 133.0263 | 14.893 | 0 | 193.4012 | 0 | 50.5176 | 337.4876 | 0 | 20.2832 | 0 | 0 | 38.0476 | 212.1802 | 992 | 56.4869 | 73.4329 | 267.0495 | 99.6787 | 105.9707 | 173.8144 | 374.2779 | 76.82 |  | 7254 |  |  |  | 4.9023 |  | 1762.3333 |  | 7440 |  | 1798.195 | 38174.5433 | 19999.983 | 19999.983 | 19999.983 | 18295.1884 | 20234.8797 | 12148.4586 | 19999.983 | 19999.983 | 19999.983 | 34.38% | 34.38% | 34.38% | 32.4% | 34.64% | 24.14% | 34.38% | 34.38% | 34.38% | [9 empty] | 0 | 38174.5433 | 19999.983 | 19999.983 | 19999.983 | 18295.1884 | 20234.8797 | 12148.4586 | 19999.983 | 19999.983 | 19999.983 | 34.38% | 34.38% | 34.38% | 32.4% | 34.64% | 24.14% | 34.38% | 34.38% | 34.38% | 34175.4254 | 58.51% | 30548.4254 | 52.3% | 1783.3321 | 1860.1521 | 3.185% | 32.95% | 274.4181
0% | 0% | 0% | 2030 | 1 | 744 | 49603.0538 | 49603.0538 | 49603.0538 | 2410.0782 | 2410.0782 | 2410.0782 | 350.7979 | 755.3798 | 155.5803 | 46814.4482 | 46814.4482 | 46814.4482 | 47146.3015 | 47146.3015 | 47146.3015 | 46814.4482 | 46814.4482 | 46814.4482 | 11603.5696 | 13969.2314 | 5202.4416 | 60783.6796 | 60783.6796 | 60783.6796 | 58749.8712 | 61115.5329 | 52348.7431 | 56732.138 | 60783.6796 | 60783.6796 | 60783.6796 | [6 empty] | 9920 |  |  | 98.514 | 3278.675 |  |  | 1258.1688 |  | 1660.8 | 946.25 | 187.6508 | 17.8999 | 0 | 199.4258 | 0 | 44.2029 | 476.0699 | 0 | 22.5177 | 0 | 0 | 33.2916 | 212.1802 | 992 | 79.9284 | 104.4291 | 377.8729 | 129.1862 | 147.6557 | 245.5585 | 528.7659 | 108.9062 |  | 7254 |  |  |  | 2.5305 |  | 1154.6667 |  | 7440 |  | 946.25 | 36921.1468 | 23862.5329 | 23862.5329 | 23862.5329 | 21828.7244 | 24194.3862 | 15427.5963 | 23862.5329 | 23862.5329 | 23862.5329 | 39.26% | 39.26% | 39.26% | 37.16% | 39.59% | 29.47% | 39.26% | 39.26% | 39.26% | [9 empty] | 0 | 36921.1468 | 23862.5329 | 23862.5329 | 23862.5329 | 21828.7244 | 24194.3862 | 15427.5963 | 23862.5329 | 23862.5329 | 23862.5329 | 39.26% | 39.26% | 39.26% | 37.16% | 39.59% | 29.47% | 39.26% | 39.26% | 39.26% | 32846.632 | 53.75% | 29219.632 | 47.81% | 2361.6513 | 2470.5575 | 4.042% | 32.53% | 382.9186
0% | 0% | 0% | 2030 | 2 | 672 | 44866.6894 | 44866.6894 | 44866.6894 | 2449.7536 | 2449.7536 | 2449.7536 | 758.1276 | 1632.4908 | 336.8016 | 41598.7098 | 41598.7098 | 41598.7098 | 42315.8953 | 42315.8953 | 42315.8953 | 41598.7098 | 41598.7098 | 41598.7098 | 10879.425 | 12361.004 | 4726.5109 | 53959.7138 | 53959.7138 | 53959.7138 | 53195.3204 | 54676.8993 | 47042.4062 | 50859.6528 | 53959.7138 | 53959.7138 | 53959.7138 | [6 empty] | 8960 |  |  | 92.898 | 3057.587 |  |  | 1185.0038 |  | 853.7 | 611.22 | 233.8749 | 18.1968 | 0 | 194.7231 | 0 | 25.2588 | 593.3404 | 0 | 19.2562 | 0 | 0 | 19.0238 | 191.6466 | 896 | 99.4382 | 129.9193 | 470.1078 | 165.698 | 178.7537 | 530.6893 | 1142.7435 | 235.7611 |  | 6552 |  |  |  | 3.1196 |  | 667.6667 |  | 6720 |  | 611.22 | 33847.6265 | 20112.0873 | 20112.0873 | 20112.0873 | 19347.6938 | 20829.2728 | 13194.7797 | 20112.0873 | 20112.0873 | 20112.0873 | 37.27% | 37.27% | 37.27% | 36.37% | 38.1% | 28.05% | 37.27% | 37.27% | 37.27% | [9 empty] | 0 | 33847.6265 | 20112.0873 | 20112.0873 | 20112.0873 | 19347.6938 | 20829.2728 | 13194.7797 | 20112.0873 | 20112.0873 | 20112.0873 | 37.27% | 37.27% | 37.27% | 36.37% | 38.1% | 28.05% | 37.27% | 37.27% | 37.27% | 29843.0946 | 54.58% | 26567.0946 | 48.59% | 3287.258 | 3523.0191 | 6.443% | 31.26% | 795.5817
0% | 0% | 0% | 2030 | 3 | 743 | 47020.1174 | 47020.1174 | 47020.1174 | 2489.4291 | 2489.4291 | 2489.4291 | 1050.2026 | 2261.4216 | 467.7039 | 43396.8899 | 43396.8899 | 43396.8899 | 44390.3771 | 44390.3771 | 44390.3771 | 43396.8899 | 43396.8899 | 43396.8899 | 10013.0426 | 10978.8357 | 4296.5048 | 54375.7256 | 54375.7256 | 54375.7256 | 54403.4198 | 55369.2129 | 48686.8819 | 52028.0474 | 54375.7256 | 54375.7256 | 54375.7256 | [6 empty] | 9920 |  |  | 87.516 | 3232.714 |  |  | 1280.8106 |  | 2416.243 | 2064.878 | 449.5312 | 17.7375 | 0 | 213.1969 | 0 | 44.2029 | 1140.4602 | 0 | 19.3972 | 0 | 0 | 33.2916 | 212.1802 | 992 | 138.3933 | 180.8153 | 654.2733 | 219.2974 | 254.8437 | 735.1418 | 1582.9951 | 327.3927 |  | 7244.25 |  |  |  | 13.1573 |  | 1476.3333 |  | 5942 |  | 2064.878 | 40893.0527 | 13482.6729 | 13482.6729 | 13482.6729 | 13510.367 | 14476.1601 | 7793.8292 | 13482.6729 | 13482.6729 | 13482.6729 | 24.8% | 24.8% | 24.8% | 24.83% | 26.14% | 16.01% | 24.8% | 24.8% | 24.8% | [9 empty] | 0 | 40893.0527 | 13482.6729 | 13482.6729 | 13482.6729 | 13510.367 | 14476.1601 | 7793.8292 | 13482.6729 | 13482.6729 | 13482.6729 | 24.8% | 24.8% | 24.8% | 24.83% | 26.14% | 16.01% | 24.8% | 24.8% | 24.8% | 36309.4317 | 65.58% | 32687.3067 | 59.04% | 4947.419 | 5274.8117 | 9.527% | 32.86% | 1158.7262
0% | 0% | 0% | 2030 | 4 | 720 | 39508.2055 | 39508.2055 | 39508.2055 | 2529.1045 | 2529.1045 | 2529.1045 | 1418.2287 | 3053.8992 | 634.0949 | 35447.2342 | 35447.2342 | 35447.2342 | 36788.8726 | 36788.8726 | 36788.8726 | 35447.2342 | 35447.2342 | 35447.2342 | 8574.4112 | 8552.4238 | 3490.2351 | 43999.658 | 43999.658 | 43999.658 | 45363.2838 | 45341.2964 | 40279.1077 | 42821.1957 | 43999.658 | 43999.658 | 43999.658 | [6 empty] | 9600 |  |  | 96.057 | 3017.966 |  |  | 1122.6138 |  | 1366.578 | 1440.9 | 567.665 | 15.7514 | 0 | 201.0078 | 0 | 138.9235 | 1440.1655 | 0 | 19.984 | 0 | 0 | 104.6309 | 205.3357 | 960 | 147.7856 | 193.0866 | 698.6766 | 242.825 | 260.7383 | 992.7601 | 2137.7295 | 443.8664 |  | 7020 |  |  |  | 2.3726 |  | 2495.3333 |  | 4768 |  | 1440.9 | 39700.7525 | 4298.9056 | 4298.9056 | 4298.9056 | 5662.5313 | 5640.5439 | 578.3552 | 4298.9056 | 4298.9056 | 4298.9056 | 9.77% | 9.77% | 9.77% | 12.48% | 12.44% | 1.436% | 9.77% | 9.77% | 9.77% | [9 empty] | 0 | 39700.7525 | 4298.9056 | 4298.9056 | 4298.9056 | 5662.5313 | 5640.5439 | 578.3552 | 4298.9056 | 4298.9056 | 4298.9056 | 9.77% | 9.77% | 9.77% | 12.48% | 12.44% | 1.436% | 9.77% | 9.77% | 9.77% | 34994.612 | 77.18% | 31484.612 | 69.44% | 6173.2975 | 6617.1639 | 14.59% | 35.35% | 1684.1914
0% | 0% | 0% | 2030 | 5 | 744 | 37664.0223 | 37664.0223 | 37664.0223 | 2568.7799 | 2568.7799 | 2568.7799 | 1750.7818 | 3769.9923 | 786.1787 | 33203.1565 | 33203.1565 | 33203.1565 | 34859.3887 | 34859.3887 | 34859.3887 | 33203.1565 | 33203.1565 | 33203.1565 | 6972.1616 | 6325.4571 | 2729.567 | 39528.6136 | 39528.6136 | 39528.6136 | 41831.5504 | 41184.8459 | 37588.9558 | 39710.2531 | 39528.6136 | 39528.6136 | 39528.6136 | [6 empty] | 9920 |  |  | 109.161 | 3327.41 |  |  | 837.3363 |  | 1570 | 1028.67 | 570.1075 | 12.0987 | 0 | 204.796 | 0 | 88.4058 | 1446.362 | 0 | 12.7517 | 0 | 0 | 66.5833 | 212.1802 | 992 | 170.1974 | 222.3684 | 804.6317 | 250.9579 | 298.1807 | 1225.5473 | 2638.9946 | 550.3251 |  | 7254 |  |  |  | 0.014538 |  | 1762.6667 |  | 2480 |  | 1028.67 | 38055.7467 | 1472.867 | 1472.867 | 1472.867 | 3775.8037 | 3129.0992 | -466.7909 | 1472.867 | 1472.867 | 1472.867 | 3.726% | 3.726% | 3.726% | 9.026% | 7.598% | -1.242% | 3.726% | 3.726% | 3.726% | [9 empty] | 0 | 38055.7467 | 1472.867 | 1472.867 | 1472.867 | 3775.8037 | 3129.0992 | -466.7909 | 1472.867 | 1472.867 | 1472.867 | 3.726% | 3.726% | 3.726% | 9.026% | 7.598% | -1.242% | 3.726% | 3.726% | 3.726% | 32998.3889 | 80.12% | 29371.3889 | 71.32% | 6793.8198 | 7344.1449 | 17.83% | 28.87% | 1698.7411
0% | 0% | 0% | 2030 | 6 | 720 | 40045.6468 | 40045.6468 | 40045.6468 | 2608.4554 | 2608.4554 | 2608.4554 | 1630.7562 | 3511.5388 | 738.514 | 35672.9488 | 35672.9488 | 35672.9488 | 37215.6373 | 37215.6373 | 37215.6373 | 35672.9488 | 35672.9488 | 35672.9488 | 7443.8838 | 6959.3435 | 3071.3946 | 42632.2922 | 42632.2922 | 42632.2922 | 44659.521 | 44174.9807 | 40287.0319 | 42473.2765 | 42632.2922 | 42632.2922 | 42632.2922 | [6 empty] | 9600 |  |  | 128.934 | 3110.284 |  |  | 1170.1049 |  | 2058.091 | 1047.68 | 605.9155 | 8.381 | 0 | 179.8249 | 0 | 37.8882 | 1537.207 | 0 | 11.7635 | 0 | 0 | 28.5357 | 205.3357 | 960 | 165.4759 | 216.1997 | 782.3103 | 262.6851 | 290.3837 | 1141.5293 | 2458.0772 | 516.9598 |  | 7020 |  |  |  | 2.1778 |  | 680.6667 |  | 4320 |  | 1047.68 | 38546.4109 | 4085.8813 | 4085.8813 | 4085.8813 | 6113.1102 | 5628.5698 | 1740.621 | 4085.8813 | 4085.8813 | 4085.8813 | 9.584% | 9.584% | 9.584% | 13.69% | 12.74% | 4.321% | 9.584% | 9.584% | 9.584% | [9 empty] | 0 | 38546.4109 | 4085.8813 | 4085.8813 | 4085.8813 | 6113.1102 | 5628.5698 | 1740.621 | 4085.8813 | 4085.8813 | 4085.8813 | 9.584% | 9.584% | 9.584% | 13.69% | 12.74% | 4.321% | 9.584% | 9.584% | 9.584% | 33712.8788 | 76.32% | 30202.8788 | 68.37% | 6610.1585 | 7127.1183 | 16.13% | 24.03% | 1318.4228
0% | 0% | 0% | 2030 | 7 | 744 | 45977.6872 | 45977.6872 | 45977.6872 | 2648.1308 | 2648.1308 | 2648.1308 | 1709.2251 | 3680.5075 | 780.2018 | 41478.5761 | 41478.5761 | 41478.5761 | 43095.4959 | 43095.4959 | 43095.4959 | 41478.5761 | 41478.5761 | 41478.5761 | 8336.1821 | 8531.5886 | 3628.1204 | 50010.1647 | 50010.1647 | 50010.1647 | 51431.678 | 51627.0845 | 46723.6162 | 49175.3504 | 50010.1647 | 50010.1647 | 50010.1647 | [6 empty] | 9920 |  |  | 118.521 | 3084.53 |  |  | 1237.5529 |  | 1516.482 | 874.91 | 586.7974 | 7.5725 | 0 | 92.7534 | 0 | 37.8882 | 1488.7043 | 0 | 9.5734 | 0 | 0 | 28.5357 | 212.1802 | 992 | 167.3883 | 218.6982 | 791.3509 | 271.421 | 298.5626 | 1196.4576 | 2576.3552 | 546.1413 |  | 7254 |  |  |  | 2.1042 |  | 971.3333 |  | 6720 |  | 874.91 | 41221.8135 | 8788.3513 | 8788.3513 | 8788.3513 | 10209.8645 | 10405.2711 | 5501.8028 | 8788.3513 | 8788.3513 | 8788.3513 | 17.57% | 17.57% | 17.57% | 19.85% | 20.15% | 11.78% | 17.57% | 17.57% | 17.57% | [9 empty] | 0 | 41221.8135 | 8788.3513 | 8788.3513 | 8788.3513 | 10209.8645 | 10405.2711 | 5501.8028 | 8788.3513 | 8788.3513 | 8788.3513 | 17.57% | 17.57% | 17.57% | 19.85% | 20.15% | 11.78% | 17.57% | 17.57% | 17.57% | 36303.4983 | 70.32% | 32676.4983 | 63.29% | 6695.0278 | 7241.1691 | 14.03% | 25.2% | 1450.5206
0% | 0% | 0% | 2030 | 8 | 744 | 43911.8941 | 43911.8941 | 43911.8941 | 2687.8062 | 2687.8062 | 2687.8062 | 1523.4197 | 3280.409 | 724.5049 | 39565.5878 | 39565.5878 | 39565.5878 | 41006.7364 | 41006.7364 | 41006.7364 | 39565.5878 | 39565.5878 | 39565.5878 | 8042.5267 | 7832.4862 | 3427.7469 | 47398.074 | 47398.074 | 47398.074 | 49049.2631 | 48839.2226 | 44434.4833 | 46741.8732 | 47398.074 | 47398.074 | 47398.074 | [6 empty] | 9920 |  |  | 107.64 | 3021.928 |  |  | 1159.3159 |  | 1498.209 | 875.755 | 569.0614 | 7.9692 | 0 | 84.5055 | 0 | 31.5735 | 1443.7081 | 0 | 11.1529 | 0 | 0 | 23.7797 | 212.1802 | 992 | 158.8645 | 207.5616 | 751.0538 | 257.6062 | 277.8072 | 1066.3938 | 2296.2863 | 507.1534 |  | 7254 |  |  |  | 16.869 |  | 598.3333 |  | 7296 |  | 875.755 | 40646.7075 | 6751.3665 | 6751.3665 | 6751.3665 | 8402.5556 | 8192.5151 | 3787.7757 | 6751.3665 | 6751.3665 | 6751.3665 | 14.24% | 14.24% | 14.24% | 17.13% | 16.77% | 8.524% | 14.24% | 14.24% | 14.24% | [9 empty] | 0 | 40646.7075 | 6751.3665 | 6751.3665 | 6751.3665 | 8402.5556 | 8192.5151 | 3787.7757 | 6751.3665 | 6751.3665 | 6751.3665 | 14.24% | 14.24% | 14.24% | 17.13% | 16.77% | 8.524% | 14.24% | 14.24% | 14.24% | 35851.9393 | 73.41% | 32224.9393 | 65.98% | 6248.6047 | 6755.7581 | 13.83% | 28.52% | 1471.0383
0% | 0% | 0% | 2030 | 9 | 720 | 38146.3466 | 38146.3466 | 38146.3466 | 2727.4817 | 2727.4817 | 2727.4817 | 1305.6369 | 2811.4532 | 625.5925 | 33996.0601 | 33996.0601 | 33996.0601 | 35231.1872 | 35231.1872 | 35231.1872 | 33996.0601 | 33996.0601 | 33996.0601 | 7661.3892 | 7119.868 | 3111.9034 | 41115.9281 | 41115.9281 | 41115.9281 | 42892.5764 | 42351.0551 | 38343.0906 | 40617.8335 | 41115.9281 | 41115.9281 | 41115.9281 | [6 empty] | 9600 |  |  | 102.375 | 2969.628 |  |  | 1065.151 |  | 2037.955 | 1324.917 | 529.4808 | 10.5581 | 0 | 75.824 | 0 | 6.3147 | 1343.2921 | 0 | 13.3559 | 0 | 0 | 4.7559 | 205.3357 | 960 | 126.8405 | 165.7213 | 599.6562 | 221.8776 | 228.1018 | 913.9458 | 1968.0172 | 437.9148 |  | 7020 |  |  |  | 2.2242 |  | 655.3333 |  | 4800 |  | 1324.917 | 37388.5758 | 3727.3523 | 3727.3523 | 3727.3523 | 5504.0005 | 4962.4793 | 954.5148 | 3727.3523 | 3727.3523 | 3727.3523 | 9.065% | 9.065% | 9.065% | 12.83% | 11.72% | 2.489% | 9.065% | 9.065% | 9.065% | [9 empty] | 0 | 37388.5758 | 3727.3523 | 3727.3523 | 3727.3523 | 5504.0005 | 4962.4793 | 954.5148 | 3727.3523 | 3727.3523 | 3727.3523 | 9.065% | 9.065% | 9.065% | 12.83% | 11.72% | 2.489% | 9.065% | 9.065% | 9.065% | 32886.5818 | 77.65% | 29376.5818 | 69.36% | 5423.3077 | 5861.2225 | 13.84% | 31.86% | 1409.809
0% | 0% | 0% | 2030 | 10 | 744 | 40092.4672 | 40092.4672 | 40092.4672 | 2767.1571 | 2767.1571 | 2767.1571 | 957.8748 | 2062.6103 | 462.3974 | 36280.4453 | 36280.4453 | 36280.4453 | 37186.5909 | 37186.5909 | 37186.5909 | 36280.4453 | 36280.4453 | 36280.4453 | 8544.5989 | 8645.6881 | 3670.166 | 44926.1335 | 44926.1335 | 44926.1335 | 45731.1897 | 45832.279 | 40856.7569 | 43344.5179 | 44926.1335 | 44926.1335 | 44926.1335 | [6 empty] | 9920 |  |  | 118.17 | 3225.186 |  |  | 1031.67 |  | 1760 | 1586.51 | 387.8471 | 15.5237 | 0 | 83.2918 | 0 | 44.2029 | 983.9677 | 0 | 16.5656 | 0 | 0 | 33.2916 | 212.1802 | 992 | 100.0773 | 130.7543 | 473.1292 | 156.1778 | 155.7206 | 670.5123 | 1443.8272 | 323.6782 |  | 0 |  |  |  | 0 |  | 865.3333 |  | 2848 |  | 1586.51 | 27577.6169 | 17348.5166 | 17348.5166 | 17348.5166 | 18153.5728 | 18254.6621 | 13279.14 | 17348.5166 | 17348.5166 | 17348.5166 | 38.62% | 38.62% | 38.62% | 39.7% | 39.83% | 32.5% | 38.62% | 38.62% | 38.62% | [9 empty] | 0 | 27577.6169 | 17348.5166 | 17348.5166 | 17348.5166 | 18153.5728 | 18254.6621 | 13279.14 | 17348.5166 | 17348.5166 | 17348.5166 | 38.62% | 38.62% | 38.62% | 39.7% | 39.83% | 32.5% | 38.62% | 38.62% | 38.62% | 26823.8127 | 58.53% | 26823.8127 | 58.53% | 4153.2653 | 4476.9434 | 9.768% | 35.74% | 1161.3651
0% | 0% | 0% | 2030 | 11 | 721 | 42430.6644 | 42430.6644 | 42430.6644 | 2806.8326 | 2806.8326 | 2806.8326 | 391.151 | 842.273 | 190.6022 | 39196.624 | 39196.624 | 39196.624 | 39566.6512 | 39566.6512 | 39566.6512 | 39196.624 | 39196.624 | 39196.624 | 12115.8274 | 14071.8192 | 5688.7577 | 53268.4432 | 53268.4432 | 53268.4432 | 51682.4786 | 53638.4704 | 45255.4088 | 49446.9396 | 53268.4432 | 53268.4432 | 53268.4432 | [7 empty] | 3285.6 |  | 104.364 | 3268.374 |  |  | 1051.7654 |  | 2363 | 2045.05 | 283.8748 | 14.3997 | 0 | 87.0576 | 0 | 82.0911 | 720.1899 | 0 | 19.8447 | 0 | 0 | 61.8273 | 205.3357 | 960 | 61.6857 | 80.5943 | 291.6275 | 107.7225 | 119.8064 | 273.8057 | 589.5911 | 133.4215 |  | 7029.75 |  |  |  | 3.0642 |  | 1161.3333 |  | 4010 |  | 2045.05 | 28415.1766 | 24853.2666 | 24853.2666 | 24853.2666 | 23267.3019 | 25223.2938 | 16840.2322 | 24853.2666 | 24853.2666 | 24853.2666 | 46.66% | 46.66% | 46.66% | 45.02% | 47.02% | 37.21% | 46.66% | 46.66% | 46.66% | [9 empty] | 0 | 28415.1766 | 24853.2666 | 24853.2666 | 24853.2666 | 23267.3019 | 25223.2938 | 16840.2322 | 24853.2666 | 24853.2666 | 24853.2666 | 46.66% | 46.66% | 46.66% | 45.02% | 47.02% | 37.21% | 46.66% | 46.66% | 46.66% | 24536.3741 | 45.74% | 21021.4991 | 39.19% | 2638.5908 | 2772.0123 | 5.168% | 40.51% | 538.1993
0% | 0% | 0% | 2030 | 12 | 744 | 48163.4715 | 48163.4715 | 48163.4715 | 2846.508 | 2846.508 | 2846.508 | 248.3063 | 534.6827 | 121.7158 | 45045.552 | 45045.552 | 45045.552 | 45280.4487 | 45280.4487 | 45280.4487 | 45045.552 | 45045.552 | 45045.552 | 13266.6079 | 14939.9402 | 6126.7452 | 59985.4922 | 59985.4922 | 59985.4922 | 58547.0566 | 60220.3889 | 51407.1939 | 55813.7914 | 59985.4922 | 59985.4922 | 59985.4922 | [7 empty] | 3395.12 |  | 105.066 | 3218.847 |  |  | 1226.608 |  | 2225.224 | 1798.195 | 133.0263 | 14.893 | 0 | 52.3722 | 0 | 50.5176 | 337.4876 | 0 | 20.2832 | 0 | 0 | 38.0476 | 212.1802 | 992 | 56.2045 | 73.0658 | 265.7143 | 99.1803 | 105.4408 | 173.8144 | 374.2779 | 85.2011 |  | 7254 |  |  |  | 4.9023 |  | 1762.3333 |  | 7440 |  | 1798.195 | 31514.0023 | 28471.4899 | 28471.4899 | 28471.4899 | 27033.0544 | 28706.3866 | 19893.1917 | 28471.4899 | 28471.4899 | 28471.4899 | 47.46% | 47.46% | 47.46% | 46.17% | 47.67% | 38.7% | 47.46% | 47.46% | 47.46% | [9 empty] | 0 | 31514.0023 | 28471.4899 | 28471.4899 | 28471.4899 | 27033.0544 | 28706.3866 | 19893.1917 | 28471.4899 | 28471.4899 | 28471.4899 | 47.46% | 47.46% | 47.46% | 46.17% | 47.67% | 38.7% | 47.46% | 47.46% | 47.46% | 27655.9134 | 45.92% | 24028.9134 | 39.9% | 1780.319 | 1865.52 | 3.098% | 32.95% | 278.0985
0% | 0% | 0% | 2031 | 1 | 744 | 49831.493 | 49831.493 | 49831.493 | 2886.8827 | 2886.8827 | 2886.8827 | 350.7979 | 755.3798 | 172.376 | 46561.0441 | 46561.0441 | 46561.0441 | 46892.8974 | 46892.8974 | 46892.8974 | 46561.0441 | 46561.0441 | 46561.0441 | 14021.8016 | 16162.3045 | 6619.8479 | 62723.3486 | 62723.3486 | 62723.3486 | 60914.699 | 63055.2019 | 53512.7454 | 58283.9736 | 62723.3486 | 62723.3486 | 62723.3486 | [7 empty] | 3395.12 |  | 98.514 | 3278.675 |  |  | 1258.1688 |  | 1660.8 | 946.25 | 187.6508 | 17.8999 | 0 | 54.0036 | 0 | 44.2029 | 476.0699 | 0 | 22.5177 | 0 | 0 | 33.2916 | 212.1802 | 992 | 79.5288 | 103.907 | 375.9835 | 128.5402 | 146.9175 | 245.5585 | 528.7659 | 120.6632 |  | 7254 |  |  |  | 2.5305 |  | 1154.6667 |  | 7440 |  | 946.25 | 30258.4062 | 32464.9424 | 32464.9424 | 32464.9424 | 30656.2929 | 32796.7958 | 23254.3392 | 32464.9424 | 32464.9424 | 32464.9424 | 51.76% | 51.76% | 51.76% | 50.33% | 52.01% | 43.46% | 51.76% | 51.76% | 51.76% | [9 empty] | 0 | 30258.4062 | 32464.9424 | 32464.9424 | 32464.9424 | 30656.2929 | 32796.7958 | 23254.3392 | 32464.9424 | 32464.9424 | 32464.9424 | 51.76% | 51.76% | 51.76% | 50.33% | 52.01% | 43.46% | 51.76% | 51.76% | 51.76% | 26329.3136 | 41.76% | 22702.3136 | 36% | 2357.456 | 2478.1192 | 3.93% | 32.53% | 388.0157
0% | 0% | 0% | 2031 | 2 | 672 | 45070.8357 | 45070.8357 | 45070.8357 | 2927.2575 | 2927.2575 | 2927.2575 | 758.1276 | 1632.4908 | 372.9739 | 41314.5005 | 41314.5005 | 41314.5005 | 42031.686 | 42031.686 | 42031.686 | 41314.5005 | 41314.5005 | 41314.5005 | 13136.5211 | 14376.0948 | 6026.2904 | 55690.5953 | 55690.5953 | 55690.5953 | 55168.2072 | 56407.7808 | 48057.9764 | 52232.8786 | 55690.5953 | 55690.5953 | 55690.5953 | [7 empty] | 3066.56 |  | 92.898 | 3057.587 |  |  | 1185.0038 |  | 853.7 | 611.22 | 233.8749 | 18.1968 | 0 | 52.7301 | 0 | 25.2588 | 593.3404 | 0 | 19.2562 | 0 | 0 | 19.0238 | 191.6466 | 896 | 98.941 | 129.2697 | 467.7573 | 164.8695 | 177.8599 | 530.6893 | 1142.7435 | 261.0817 |  | 6552 |  |  |  | 3.1196 |  | 667.6667 |  | 6720 |  | 611.22 | 27832.2946 | 27858.3006 | 27858.3006 | 27858.3006 | 27335.9125 | 28575.4862 | 20225.6818 | 27858.3006 | 27858.3006 | 27858.3006 | 50.02% | 50.02% | 50.02% | 49.55% | 50.66% | 42.09% | 50.02% | 50.02% | 50.02% | [9 empty] | 0 | 27832.2946 | 27858.3006 | 27858.3006 | 27858.3006 | 27335.9125 | 28575.4862 | 20225.6818 | 27858.3006 | 27858.3006 | 27858.3006 | 50.02% | 50.02% | 50.02% | 49.55% | 50.66% | 42.09% | 50.02% | 50.02% | 50.02% | 23969.7556 | 42.49% | 20693.7556 | 36.69% | 3282.0384 | 3543.1201 | 6.281% | 31.26% | 806.1331
0% | 0% | 0% | 2031 | 3 | 743 | 47232.8815 | 47232.8815 | 47232.8815 | 2967.6322 | 2967.6322 | 2967.6322 | 1050.2026 | 2261.4216 | 517.5584 | 43116.4945 | 43116.4945 | 43116.4945 | 44109.9817 | 44109.9817 | 44109.9817 | 43116.4945 | 43116.4945 | 43116.4945 | 12068.7842 | 12804.3837 | 5474.1757 | 55920.8782 | 55920.8782 | 55920.8782 | 56178.7659 | 56914.3655 | 49584.1575 | 53249.2615 | 55920.8782 | 55920.8782 | 55920.8782 | [7 empty] | 3395.12 |  | 87.516 | 3232.714 |  |  | 1280.8106 |  | 2416.243 | 2064.878 | 449.5312 | 17.7375 | 0 | 57.7328 | 0 | 44.2029 | 1140.4602 | 0 | 19.3972 | 0 | 0 | 33.2916 | 212.1802 | 992 | 137.7013 | 179.9112 | 651.0019 | 218.2009 | 253.5694 | 735.1418 | 1582.9951 | 362.2909 |  | 7244.25 |  |  |  | 13.1573 |  | 1476.3333 |  | 5942 |  | 2064.878 | 34240.3686 | 21680.5096 | 21680.5096 | 21680.5096 | 21938.3973 | 22673.9969 | 15343.7889 | 21680.5096 | 21680.5096 | 21680.5096 | 38.77% | 38.77% | 38.77% | 39.05% | 39.84% | 30.94% | 38.77% | 38.77% | 38.77% | [9 empty] | 0 | 34240.3686 | 21680.5096 | 21680.5096 | 21680.5096 | 21938.3973 | 22673.9969 | 15343.7889 | 21680.5096 | 21680.5096 | 21680.5096 | 38.77% | 38.77% | 38.77% | 39.05% | 39.84% | 30.94% | 38.77% | 38.77% | 38.77% | 29812.2117 | 52.38% | 26190.0867 | 46.02% | 4940.1809 | 5302.4718 | 9.317% | 32.86% | 1174.0114
0% | 0% | 0% | 2031 | 4 | 720 | 39688.6898 | 39688.6898 | 39688.6898 | 3008.007 | 3008.007 | 3008.007 | 1418.2287 | 3053.8992 | 700.8694 | 35128.7836 | 35128.7836 | 35128.7836 | 36470.422 | 36470.422 | 36470.422 | 35128.7836 | 35128.7836 | 35128.7836 | 10344.6346 | 10071.8409 | 4476.3572 | 45200.6245 | 45200.6245 | 45200.6245 | 46815.0566 | 46542.2629 | 40946.7792 | 43880.9179 | 45200.6245 | 45200.6245 | 45200.6245 | [7 empty] | 3285.6 |  | 96.057 | 3017.966 |  |  | 1122.6138 |  | 1366.578 | 1440.9 | 567.665 | 15.7514 | 0 | 54.432 | 0 | 138.9235 | 1440.1655 | 0 | 19.984 | 0 | 0 | 104.6309 | 205.3357 | 960 | 147.0466 | 192.1212 | 695.1832 | 241.6108 | 259.4346 | 992.7601 | 2137.7295 | 490.6086 |  | 7020 |  |  |  | 2.3726 |  | 2495.3333 |  | 4768 |  | 1440.9 | 33278.8033 | 11921.8212 | 11921.8212 | 11921.8212 | 13536.2533 | 13263.4596 | 7667.976 | 11921.8212 | 11921.8212 | 11921.8212 | 26.38% | 26.38% | 26.38% | 28.91% | 28.5% | 18.73% | 26.38% | 26.38% | 26.38% | [9 empty] | 0 | 33278.8033 | 11921.8212 | 11921.8212 | 11921.8212 | 13536.2533 | 13263.4596 | 7667.976 | 11921.8212 | 11921.8212 | 11921.8212 | 26.38% | 26.38% | 26.38% | 28.91% | 28.5% | 18.73% | 26.38% | 26.38% | 26.38% | 28719.2386 | 61.71% | 25209.2386 | 54.16% | 6165.5819 | 6656.1905 | 14.3% | 35.35% | 1706.2157
0% | 0% | 0% | 2031 | 5 | 744 | 37836.0414 | 37836.0414 | 37836.0414 | 3048.3817 | 3048.3817 | 3048.3817 | 1750.7818 | 3769.9923 | 867.8599 | 32871.0695 | 32871.0695 | 32871.0695 | 34527.3017 | 34527.3017 | 34527.3017 | 32871.0695 | 32871.0695 | 32871.0695 | 8417.1814 | 7526.2754 | 3519.5171 | 40397.3449 | 40397.3449 | 40397.3449 | 42944.4831 | 42053.5771 | 38046.8188 | 40495.6509 | 40397.3449 | 40397.3449 | 40397.3449 | [7 empty] | 3395.12 |  | 109.161 | 3327.41 |  |  | 837.3363 |  | 1570 | 1028.67 | 570.1075 | 12.0987 | 0 | 55.4578 | 0 | 57.7978 | 1446.362 | 0 | 12.7517 | 0 | 0 | 66.5833 | 212.1802 | 992 | 169.3464 | 221.2566 | 800.6085 | 249.7031 | 296.6897 | 1225.5473 | 2638.9946 | 607.5019 |  | 7254 |  |  |  | 0.014538 |  | 1762.6667 |  | 2480 |  | 1028.67 | 31399.3656 | 8997.9793 | 8997.9793 | 8997.9793 | 11545.1174 | 10654.2115 | 6647.4532 | 8997.9793 | 8997.9793 | 8997.9793 | 22.27% | 22.27% | 22.27% | 26.88% | 25.33% | 17.47% | 22.27% | 22.27% | 22.27% | [9 empty] | 0 | 31399.3656 | 8997.9793 | 8997.9793 | 8997.9793 | 11545.1174 | 10654.2115 | 6647.4532 | 8997.9793 | 8997.9793 | 8997.9793 | 22.27% | 22.27% | 22.27% | 26.88% | 25.33% | 17.47% | 22.27% | 22.27% | 22.27% | 26491.346 | 62.99% | 22864.346 | 54.37% | 6754.4801 | 7361.982 | 17.51% | 28.87% | 1720.7414
0% | 0% | 0% | 2031 | 6 | 720 | 40229.3816 | 40229.3816 | 40229.3816 | 3088.7565 | 3088.7565 | 3088.7565 | 1630.7562 | 3511.5388 | 813.2182 | 35353.9711 | 35353.9711 | 35353.9711 | 36896.6596 | 36896.6596 | 36896.6596 | 35353.9711 | 35353.9711 | 35353.9711 | 8947.2588 | 8238.2121 | 3918.8467 | 43592.1832 | 43592.1832 | 43592.1832 | 45843.9184 | 45134.8717 | 40815.5063 | 43329.7123 | 43592.1832 | 43592.1832 | 43592.1832 | [7 empty] | 3285.6 |  | 128.934 | 3110.284 |  |  | 1170.1049 |  | 2058.091 | 1047.68 | 605.9155 | 8.381 | 0 | 48.6958 | 0 | 24.7705 | 1537.207 | 0 | 11.7635 | 0 | 0 | 28.5357 | 205.3357 | 960 | 164.6485 | 215.1187 | 778.3987 | 261.3716 | 288.9318 | 1141.5293 | 2458.0772 | 569.2527 |  | 7020 |  |  |  | 2.1778 |  | 680.6667 |  | 4368 |  | 1047.68 | 32179.4716 | 11412.7116 | 11412.7116 | 11412.7116 | 13664.4468 | 12955.4001 | 8636.0346 | 11412.7116 | 11412.7116 | 11412.7116 | 26.18% | 26.18% | 26.18% | 29.81% | 28.7% | 21.16% | 26.18% | 26.18% | 26.18% | [9 empty] | 0 | 32179.4716 | 11412.7116 | 11412.7116 | 11412.7116 | 13664.4468 | 12955.4001 | 8636.0346 | 11412.7116 | 11412.7116 | 11412.7116 | 26.18% | 26.18% | 26.18% | 29.81% | 28.7% | 21.16% | 26.18% | 26.18% | 26.18% | 27477.0688 | 60.88% | 23967.0688 | 53.1% | 6588.4555 | 7157.7082 | 15.86% | 24.03% | 1335.1708
0% | 0% | 0% | 2031 | 7 | 744 | 46189.4436 | 46189.4436 | 46189.4436 | 3129.1312 | 3129.1312 | 3129.1312 | 1709.2251 | 3680.5075 | 857.141 | 41186.2503 | 41186.2503 | 41186.2503 | 42803.1701 | 42803.1701 | 42803.1701 | 41186.2503 | 41186.2503 | 41186.2503 | 9958.264 | 9986.0566 | 4577.4815 | 51172.3069 | 51172.3069 | 51172.3069 | 52761.434 | 52789.2266 | 47380.6516 | 50084.9391 | 51172.3069 | 51172.3069 | 51172.3069 | [7 empty] | 3395.12 |  | 118.521 | 3084.53 |  |  | 1237.5529 |  | 1516.482 | 874.91 | 586.7974 | 7.5725 | 0 | 39.028 | 0 | 24.7705 | 1488.7043 | 0 | 9.5734 | 0 | 0 | 28.5357 | 212.1802 | 992 | 166.5513 | 217.6047 | 787.3941 | 270.0639 | 297.0698 | 1196.4576 | 2576.3552 | 599.9987 |  | 7254 |  |  |  | 2.1042 |  | 971.3333 |  | 6720 |  | 874.91 | 34675.2107 | 16497.0962 | 16497.0962 | 16497.0962 | 18086.2233 | 18114.0159 | 12705.4409 | 16497.0962 | 16497.0962 | 16497.0962 | 32.24% | 32.24% | 32.24% | 34.28% | 34.31% | 26.82% | 32.24% | 32.24% | 32.24% | [9 empty] | 0 | 34675.2107 | 16497.0962 | 16497.0962 | 16497.0962 | 18086.2233 | 18114.0159 | 12705.4409 | 16497.0962 | 16497.0962 | 16497.0962 | 32.24% | 32.24% | 32.24% | 34.28% | 34.31% | 26.82% | 32.24% | 32.24% | 32.24% | 29810.6209 | 56.47% | 26183.6209 | 49.6% | 6673.173 | 7273.1717 | 13.78% | 25.2% | 1468.6086
0% | 0% | 0% | 2031 | 8 | 744 | 44113.8944 | 44113.8944 | 44113.8944 | 3169.506 | 3169.506 | 3169.506 | 1523.4197 | 3280.409 | 769.9035 | 39272.2687 | 39272.2687 | 39272.2687 | 40713.4174 | 40713.4174 | 40713.4174 | 39272.2687 | 39272.2687 | 39272.2687 | 9598.5153 | 9204.4348 | 4329.0422 | 48476.7036 | 48476.7036 | 48476.7036 | 50311.9327 | 49917.8522 | 45042.4596 | 47677.1961 | 48476.7036 | 48476.7036 | 48476.7036 | [7 empty] | 3395.12 |  | 107.64 | 3021.928 |  |  | 1159.3159 |  | 1498.209 | 875.755 | 569.0614 | 7.9692 | 0 | 42.9748 | 0 | 20.6421 | 1443.7081 | 0 | 11.1529 | 0 | 0 | 23.7797 | 212.1802 | 992 | 158.0702 | 206.5238 | 747.2985 | 256.3182 | 276.4181 | 1066.3938 | 2296.2863 | 538.9324 |  | 7254 |  |  |  | 16.869 |  | 598.3333 |  | 7280 |  | 875.755 | 34076.8799 | 14399.8236 | 14399.8236 | 14399.8236 | 16235.0527 | 15840.9722 | 10965.5796 | 14399.8236 | 14399.8236 | 14399.8236 | 29.7% | 29.7% | 29.7% | 32.27% | 31.73% | 24.34% | 29.7% | 29.7% | 29.7% | [9 empty] | 0 | 34076.8799 | 14399.8236 | 14399.8236 | 14399.8236 | 16235.0527 | 15840.9722 | 10965.5796 | 14399.8236 | 14399.8236 | 14399.8236 | 29.7% | 29.7% | 29.7% | 32.27% | 31.73% | 24.34% | 29.7% | 29.7% | 29.7% | 29323.6424 | 58.74% | 25696.6424 | 51.48% | 6229.4088 | 6768.3412 | 13.56% | 28.52% | 1483.1184
0% | 0% | 0% | 2031 | 9 | 720 | 38321.7974 | 38321.7974 | 38321.7974 | 3209.8807 | 3209.8807 | 3209.8807 | 1305.6369 | 2811.4532 | 663.4712 | 33677.7482 | 33677.7482 | 33677.7482 | 34912.8753 | 34912.8753 | 34912.8753 | 33677.7482 | 33677.7482 | 33677.7482 | 9135.666 | 8396.1649 | 3946.3853 | 42073.9131 | 42073.9131 | 42073.9131 | 44048.5413 | 43309.0402 | 38859.2606 | 41453.9009 | 42073.9131 | 42073.9131 | 42073.9131 | [7 empty] | 3285.6 |  | 102.375 | 2969.628 |  |  | 1065.151 |  | 2037.955 | 1324.917 | 529.4808 | 10.5581 | 0 | 44.4439 | 0 | 4.1284 | 1343.2921 | 0 | 13.3559 | 0 | 0 | 4.7559 | 205.3357 | 960 | 126.2063 | 164.8927 | 596.6579 | 220.7682 | 226.9613 | 913.9458 | 1968.0172 | 464.4298 |  | 7020 |  |  |  | 2.2242 |  | 655.3333 |  | 4800 |  | 1324.917 | 31060.4135 | 11013.4996 | 11013.4996 | 11013.4996 | 12988.1278 | 12248.6266 | 7798.847 | 11013.4996 | 11013.4996 | 11013.4996 | 26.18% | 26.18% | 26.18% | 29.49% | 28.28% | 20.07% | 26.18% | 26.18% | 26.18% | [9 empty] | 0 | 31060.4135 | 11013.4996 | 11013.4996 | 11013.4996 | 12988.1278 | 12248.6266 | 7798.847 | 11013.4996 | 11013.4996 | 11013.4996 | 26.18% | 26.18% | 26.18% | 29.49% | 28.28% | 20.07% | 26.18% | 26.18% | 26.18% | 26589.7996 | 61.4% | 23079.7996 | 53.29% | 5414.4104 | 5878.8403 | 13.57% | 31.86% | 1421.0688
0% | 0% | 0% | 2031 | 10 | 744 | 40275.9657 | 40275.9657 | 40275.9657 | 3250.2555 | 3250.2555 | 3250.2555 | 957.8748 | 2062.6103 | 489.4279 | 35972.7363 | 35972.7363 | 35972.7363 | 36878.8818 | 36878.8818 | 36878.8818 | 35972.7363 | 35972.7363 | 35972.7363 | 10130.2575 | 10096.1088 | 4602.9508 | 46068.8451 | 46068.8451 | 46068.8451 | 47009.1393 | 46974.9906 | 41481.8327 | 44245.486 | 46068.8451 | 46068.8451 | 46068.8451 | [7 empty] | 3395.12 |  | 118.17 | 3225.186 |  |  | 1031.67 |  | 1760 |  | 387.8471 | 15.5237 | 0 | 48.8212 | 0 | 28.8989 | 983.9677 | 0 | 16.5656 | 0 | 0 | 33.2916 | 212.1802 | 992 | 99.5769 | 130.1005 | 470.7636 | 155.397 | 154.942 | 670.5123 | 1443.8272 | 342.5995 |  | 7254 |  |  |  | 0 |  | 865.3333 |  | 2848 |  | 0 | 26684.2943 | 19384.5508 | 19384.5508 | 19384.5508 | 20324.845 | 20290.6963 | 14797.5383 | 19384.5508 | 19384.5508 | 19384.5508 | 42.08% | 42.08% | 42.08% | 43.24% | 43.19% | 35.67% | 42.08% | 42.08% | 42.08% | [9 empty] | 0 | 26684.2943 | 19384.5508 | 19384.5508 | 19384.5508 | 20324.845 | 20290.6963 | 14797.5383 | 19384.5508 | 19384.5508 | 19384.5508 | 42.08% | 42.08% | 42.08% | 43.24% | 43.19% | 35.67% | 42.08% | 42.08% | 42.08% | 22337.9608 | 47.55% | 18710.9608 | 39.83% | 4132.882 | 4475.4815 | 9.527% | 35.74% | 1170.3784
0% | 0% | 0% | 2031 | 11 | 721 | 42623.9298 | 42623.9298 | 42623.9298 | 3290.6302 | 3290.6302 | 3290.6302 | 391.151 | 842.273 | 201.2466 | 38902.8983 | 38902.8983 | 38902.8983 | 39272.9256 | 39272.9256 | 39272.9256 | 38902.8983 | 38902.8983 | 38902.8983 | 14249.5168 | 16222.5949 | 7029.1438 | 55125.4933 | 55125.4933 | 55125.4933 | 53522.4423 | 55495.5205 | 46302.0693 | 50898.7949 | 55125.4933 | 55125.4933 | 55125.4933 | [7 empty] | 3285.6 |  | 104.364 | 3268.374 |  |  | 1051.7654 |  | 2363 |  | 283.8748 | 14.3997 | 0 | 51.0285 | 0 | 53.6694 | 720.1899 | 0 | 19.8447 | 0 | 0 | 61.8273 | 205.3357 | 960 | 61.3772 | 80.1914 | 290.1694 | 107.1839 | 119.2074 | 273.8057 | 589.5911 | 140.8726 |  | 7029.75 |  |  |  | 3.0642 |  | 1161.3333 |  | 3978 |  |  | 26277.8197 | 28847.6736 | 28847.6736 | 28847.6736 | 27244.6226 | 29217.7008 | 20024.2496 | 28847.6736 | 28847.6736 | 28847.6736 | 52.33% | 52.33% | 52.33% | 50.9% | 52.65% | 43.25% | 52.33% | 52.33% | 52.33% | [9 empty] | 0 | 26277.8197 | 28847.6736 | 28847.6736 | 28847.6736 | 27244.6226 | 29217.7008 | 20024.2496 | 28847.6736 | 28847.6736 | 28847.6736 | 52.33% | 52.33% | 52.33% | 50.9% | 52.65% | 43.25% | 52.33% | 52.33% | 52.33% | 22435.0463 | 40.43% | 18920.1713 | 34.09% | 2606.8619 | 2747.7345 | 4.951% | 40.51% | 542.2223
0% | 0% | 0% | 2031 | 12 | 744 | 48385.1124 | 48385.1124 | 48385.1124 | 3331.005 | 3331.005 | 3331.005 | 248.3063 | 534.6827 | 128.3139 | 44780.7166 | 44780.7166 | 44780.7166 | 45015.6133 | 45015.6133 | 45015.6133 | 44780.7166 | 44780.7166 | 44780.7166 | 15592.6474 | 17263.1702 | 7579.7721 | 62043.8868 | 62043.8868 | 62043.8868 | 60608.2606 | 62278.7835 | 52595.3853 | 57437.0844 | 62043.8868 | 62043.8868 | 62043.8868 | [7 empty] | 3395.12 |  | 105.066 | 3218.847 |  |  | 1226.608 |  | 2225.224 |  | 133.0263 | 14.893 | 0 | 43.5755 | 0 | 33.0273 | 337.4876 | 0 | 20.2832 | 0 | 0 | 38.0476 | 212.1802 | 992 | 55.9234 | 72.7004 | 264.3857 | 98.6844 | 104.9136 | 173.8144 | 374.2779 | 89.8197 |  | 7254 |  |  |  | 4.9023 |  | 1762.3333 |  | 7440 |  |  | 29691.141 | 32352.7458 | 32352.7458 | 32352.7458 | 30917.1196 | 32587.6425 | 22904.2443 | 32352.7458 | 32352.7458 | 32352.7458 | 52.14% | 52.14% | 52.14% | 51.01% | 52.33% | 43.55% | 52.14% | 52.14% | 52.14% | [9 empty] | 0 | 29691.141 | 32352.7458 | 32352.7458 | 32352.7458 | 30917.1196 | 32587.6425 | 22904.2443 | 32352.7458 | 32352.7458 | 32352.7458 | 52.14% | 52.14% | 52.14% | 51.01% | 52.33% | 43.55% | 52.14% | 52.14% | 52.14% | 25841.8488 | 41.49% | 22214.8488 | 35.67% | 1759.8307 | 1849.6504 | 2.97% | 32.95% | 280.1267
0% | 0% | 0% | 2032 | 1 | 744 | 50059.9321 | 50059.9321 | 50059.9321 | 3371.2311 | 3371.2311 | 3371.2311 | 350.7979 | 755.3798 | 181.6046 | 46302.3664 | 46302.3664 | 46302.3664 | 46634.2197 | 46634.2197 | 46634.2197 | 46302.3664 | 46302.3664 | 46302.3664 | 16424.851 | 18610.7739 | 8151.3564 | 64913.1403 | 64913.1403 | 64913.1403 | 63059.0707 | 65244.9936 | 54785.576 | 60015.2848 | 64913.1403 | 64913.1403 | 64913.1403 | [7 empty] | 3395.12 |  | 98.514 | 3278.675 |  |  | 1258.1688 |  | 1660.8 |  | 187.6508 | 17.8999 | 0 | 44.933 | 0 | 28.8989 | 476.0699 | 0 | 22.5177 | 0 | 0 | 33.2916 | 212.1802 | 992 | 79.1311 | 103.3875 | 374.1036 | 127.8975 | 146.1829 | 245.5585 | 528.7659 | 127.1233 |  | 7254 |  |  |  | 2.5305 |  | 1154.6667 |  | 7440 |  |  | 29290.0672 | 35623.073 | 35623.073 | 35623.073 | 33769.0035 | 35954.9264 | 25495.5088 | 35623.073 | 35623.073 | 35623.073 | 54.88% | 54.88% | 54.88% | 53.55% | 55.11% | 46.54% | 54.88% | 54.88% | 54.88% | [9 empty] | 0 | 29290.0672 | 35623.073 | 35623.073 | 35623.073 | 33769.0035 | 35954.9264 | 25495.5088 | 35623.073 | 35623.073 | 35623.073 | 54.88% | 54.88% | 54.88% | 53.55% | 55.11% | 46.54% | 54.88% | 54.88% | 54.88% | 25370.0453 | 38.88% | 21743.0453 | 33.33% | 2337.9776 | 2465.1008 | 3.778% | 32.53% | 390.8165
0% | 0% | 0% | 2032 | 2 | 696 | 45274.9819 | 45274.9819 | 45274.9819 | 3411.4571 | 3411.4571 | 3411.4571 | 785.2036 | 1690.794 | 406.8498 | 40998.6706 | 40998.6706 | 40998.6706 | 41741.4699 | 41741.4699 | 41741.4699 | 40998.6706 | 40998.6706 | 40998.6706 | 15389.2646 | 16599.8929 | 7442.1832 | 57598.5635 | 57598.5635 | 57598.5635 | 57130.7345 | 58341.3628 | 49183.6531 | 53762.5079 | 57598.5635 | 57598.5635 | 57598.5635 | [7 empty] | 3176.08 |  | 92.898 | 3057.587 |  |  | 1185.0038 |  | 853.7 |  | 233.8749 | 18.1968 | 0 | 43.8734 | 0 | 13.6793 | 593.3404 | 0 | 19.2562 | 0 | 0 | 19.0238 | 191.6466 | 928 | 98.4463 | 128.6233 | 465.4185 | 164.0452 | 176.9706 | 549.6425 | 1183.5558 | 284.7948 |  | 6786 |  |  |  | 3.1196 |  | 667.6667 |  | 6960 |  |  | 27894.4434 | 29704.12 | 29704.12 | 29704.12 | 29236.291 | 30446.9193 | 21289.2096 | 29704.12 | 29704.12 | 29704.12 | 51.57% | 51.57% | 51.57% | 51.17% | 52.19% | 43.29% | 51.57% | 51.57% | 51.57% | [9 empty] | 0 | 27894.4434 | 29704.12 | 29704.12 | 29704.12 | 29236.291 | 30446.9193 | 21289.2096 | 29704.12 | 29704.12 | 29704.12 | 51.57% | 51.57% | 51.57% | 51.17% | 52.19% | 43.29% | 51.57% | 51.57% | 51.57% | 23904.808 | 40.97% | 20511.808 | 35.16% | 3306.0776 | 3590.8725 | 6.155% | 31.26% | 840.9195
0% | 0% | 0% | 2032 | 3 | 743 | 47445.6457 | 47445.6457 | 47445.6457 | 3451.6832 | 3451.6832 | 3451.6832 | 1050.2026 | 2261.4216 | 544.8537 | 42837.0191 | 42837.0191 | 42837.0191 | 43830.5064 | 43830.5064 | 43830.5064 | 42837.0191 | 42837.0191 | 42837.0191 | 14126.7043 | 14802.2832 | 6765.2449 | 57639.3023 | 57639.3023 | 57639.3023 | 57957.2106 | 58632.7896 | 50595.7513 | 54614.2704 | 57639.3023 | 57639.3023 | 57639.3023 | [7 empty] | 3395.12 |  | 87.516 | 3232.714 |  |  | 1280.8106 |  | 2416.243 |  | 449.5312 | 17.7375 | 0 | 48.0358 | 0 | 23.9387 | 1140.4602 | 0 | 19.3972 | 0 | 0 | 33.2916 | 212.1802 | 992 | 137.0128 | 179.0117 | 647.7469 | 217.1099 | 252.3016 | 735.1418 | 1582.9951 | 381.3976 |  | 7244.25 |  |  |  | 13.1573 |  | 1476.3333 |  | 5942 |  |  | 32157.4342 | 25481.8682 | 25481.8682 | 25481.8682 | 25799.7765 | 26475.3554 | 18438.3171 | 25481.8682 | 25481.8682 | 25481.8682 | 44.21% | 44.21% | 44.21% | 44.52% | 45.15% | 36.44% | 44.21% | 44.21% | 44.21% | [9 empty] | 0 | 32157.4342 | 25481.8682 | 25481.8682 | 25481.8682 | 25799.7765 | 26475.3554 | 18438.3171 | 25481.8682 | 25481.8682 | 25481.8682 | 44.21% | 44.21% | 44.21% | 44.52% | 45.15% | 36.44% | 44.21% | 44.21% | 44.21% | 27738.9743 | 47.31% | 24116.8493 | 41.13% | 4912.7148 | 5294.1124 | 9.029% | 32.86% | 1182.38
0% | 0% | 0% | 2032 | 4 | 720 | 39869.1741 | 39869.1741 | 39869.1741 | 3491.9092 | 3491.9092 | 3491.9092 | 1418.2287 | 3053.8992 | 737.3009 | 34814.4362 | 34814.4362 | 34814.4362 | 36156.0746 | 36156.0746 | 36156.0746 | 34814.4362 | 34814.4362 | 34814.4362 | 12120.2178 | 11710.4106 | 5564.0024 | 46524.8468 | 46524.8468 | 46524.8468 | 48276.2924 | 47866.4852 | 41720.077 | 44998.1847 | 46524.8468 | 46524.8468 | 46524.8468 | [7 empty] | 3285.6 |  | 96.057 | 3017.966 |  |  | 1122.6138 |  | 1366.578 |  | 567.665 | 15.7514 | 0 | 45.2894 | 0 | 75.2359 | 1440.1655 | 0 | 19.984 | 0 | 0 | 104.6309 | 205.3357 | 960 | 146.3114 | 191.1606 | 691.7073 | 240.4028 | 258.1375 | 992.7601 | 2137.7295 | 516.1106 |  | 0 |  |  |  | 2.3726 |  | 2495.3333 |  | 4768 |  |  | 24762.8982 | 21761.9487 | 21761.9487 | 21761.9487 | 23513.3942 | 23103.5871 | 16957.1788 | 21761.9487 | 21761.9487 | 21761.9487 | 46.77% | 46.77% | 46.77% | 48.71% | 48.27% | 40.65% | 46.77% | 46.77% | 46.77% | [9 empty] | 0 | 24762.8982 | 21761.9487 | 21761.9487 | 21761.9487 | 23513.3942 | 23103.5871 | 16957.1788 | 21761.9487 | 21761.9487 | 21761.9487 | 46.77% | 46.77% | 46.77% | 48.71% | 48.27% | 40.65% | 46.77% | 46.77% | 46.77% | 23722.4761 | 49.56% | 23722.4761 | 49.56% | 6094.2174 | 6610.328 | 13.81% | 35.35% | 1718.2319
0% | 0% | 0% | 2032 | 5 | 744 | 38008.0605 | 38008.0605 | 38008.0605 | 3532.1353 | 3532.1353 | 3532.1353 | 1750.7818 | 3769.9923 | 912.2489 | 32546.0183 | 32546.0183 | 32546.0183 | 34202.2505 | 34202.2505 | 34202.2505 | 32546.0183 | 32546.0183 | 32546.0183 | 9862.7923 | 8799.0951 | 4389.4363 | 41345.1134 | 41345.1134 | 41345.1134 | 44065.0428 | 43001.3456 | 38591.6869 | 41328.3648 | 41345.1134 | 41345.1134 | 41345.1134 | [7 empty] | 3395.12 |  | 109.161 | 3327.41 |  |  | 837.3363 |  | 1570 |  | 570.1075 | 12.0987 | 0 | 46.1429 | 0 | 39.9154 | 1446.362 | 0 | 12.7517 | 0 | 0 | 66.5833 | 212.1802 | 992 | 168.4997 | 220.1503 | 796.6055 | 248.4546 | 295.2063 | 1225.5473 | 2638.9946 | 638.5742 |  | 7254 |  |  |  | 0.014538 |  | 1762.6667 |  | 2480 |  |  | 30365.8826 | 10979.2308 | 10979.2308 | 10979.2308 | 13699.1602 | 12635.463 | 8225.8042 | 10979.2308 | 10979.2308 | 10979.2308 | 26.56% | 26.56% | 26.56% | 31.09% | 29.38% | 21.31% | 26.56% | 26.56% | 26.56% | [9 empty] | 0 | 30365.8826 | 10979.2308 | 10979.2308 | 10979.2308 | 13699.1602 | 12635.463 | 8225.8042 | 10979.2308 | 10979.2308 | 10979.2308 | 26.56% | 26.56% | 26.56% | 31.09% | 29.38% | 21.31% | 26.56% | 26.56% | 26.56% | 25467.1779 | 59.22% | 21840.1779 | 50.79% | 6727.9097 | 7366.4839 | 17.13% | 28.87% | 1732.6973
0% | 0% | 0% | 2032 | 6 | 720 | 40413.1163 | 40413.1163 | 40413.1163 | 3572.3614 | 3572.3614 | 3572.3614 | 1630.7562 | 3511.5388 | 853.4912 | 35042.0191 | 35042.0191 | 35042.0191 | 36584.7076 | 36584.7076 | 36584.7076 | 35042.0191 | 35042.0191 | 35042.0191 | 10451.9687 | 9591.3336 | 4852.3379 | 44633.3526 | 44633.3526 | 44633.3526 | 47036.6762 | 46176.0411 | 41437.0455 | 44236.8609 | 44633.3526 | 44633.3526 | 44633.3526 | [7 empty] | 3285.6 |  | 128.934 | 3110.284 |  |  | 1170.1049 |  | 2058.091 |  | 605.9155 | 8.381 | 0 | 34.9312 | 0 | 17.1066 | 1537.207 | 0 | 11.7635 | 0 | 0 | 28.5357 | 205.3357 | 960 | 163.8253 | 214.0431 | 774.5068 | 260.0648 | 287.4872 | 1141.5293 | 2458.0772 | 597.4438 |  | 7020 |  |  |  | 2.1778 |  | 680.6667 |  | 4368 |  |  | 31130.012 | 13503.3407 | 13503.3407 | 13503.3407 | 15906.6643 | 15046.0292 | 10307.0335 | 13503.3407 | 13503.3407 | 13503.3407 | 30.25% | 30.25% | 30.25% | 33.82% | 32.58% | 24.87% | 30.25% | 30.25% | 30.25% | [9 empty] | 0 | 31130.012 | 13503.3407 | 13503.3407 | 13503.3407 | 15906.6643 | 15046.0292 | 10307.0335 | 13503.3407 | 13503.3407 | 13503.3407 | 30.25% | 30.25% | 30.25% | 33.82% | 32.58% | 24.87% | 30.25% | 30.25% | 30.25% | 26441.3736 | 57.26% | 22931.3736 | 49.66% | 6572.2492 | 7169.6931 | 15.53% | 24.03% | 1344.1997
0% | 0% | 0% | 2032 | 7 | 744 | 46401.2 | 46401.2 | 46401.2 | 3612.5874 | 3612.5874 | 3612.5874 | 1709.2251 | 3680.5075 | 898.2928 | 40902.205 | 40902.205 | 40902.205 | 42519.1248 | 42519.1248 | 42519.1248 | 40902.205 | 40902.205 | 40902.205 | 11577.8407 | 11524.9509 | 5619.7985 | 52427.1558 | 52427.1558 | 52427.1558 | 54096.9654 | 54044.0756 | 48138.9232 | 51117.9443 | 52427.1558 | 52427.1558 | 52427.1558 | [7 empty] | 3395.12 |  | 118.521 | 3084.53 |  |  | 1237.5529 |  | 1516.482 |  | 586.7974 | 7.5725 | 0 | 27.9962 | 0 | 17.1066 | 1488.7043 | 0 | 9.5734 | 0 | 0 | 28.5357 | 212.1802 | 992 | 165.7186 | 216.5167 | 783.4572 | 268.7136 | 295.5845 | 1196.4576 | 2576.3552 | 628.805 |  | 7254 |  |  |  | 2.1042 |  | 971.3333 |  | 6720 |  |  | 33801.7178 | 18625.438 | 18625.438 | 18625.438 | 20295.2476 | 20242.3578 | 14337.2054 | 18625.438 | 18625.438 | 18625.438 | 35.53% | 35.53% | 35.53% | 37.52% | 37.46% | 29.78% | 35.53% | 35.53% | 35.53% | [9 empty] | 0 | 33801.7178 | 18625.438 | 18625.438 | 18625.438 | 20295.2476 | 20242.3578 | 14337.2054 | 18625.438 | 18625.438 | 18625.438 | 35.53% | 35.53% | 35.53% | 37.52% | 37.46% | 29.78% | 35.53% | 35.53% | 35.53% | 28948.1598 | 53.56% | 25321.1598 | 46.85% | 6656.8157 | 7285.6206 | 13.48% | 25.2% | 1478.2832
0% | 0% | 0% | 2032 | 8 | 744 | 44315.8947 | 44315.8947 | 44315.8947 | 3652.8135 | 3652.8135 | 3652.8135 | 1523.4197 | 3280.409 | 826.7606 | 38973.9044 | 38973.9044 | 38973.9044 | 40415.053 | 40415.053 | 40415.053 | 38973.9044 | 38973.9044 | 38973.9044 | 11155.5093 | 10647.8708 | 5325.6296 | 49621.7752 | 49621.7752 | 49621.7752 | 51570.5623 | 51062.9238 | 45740.6826 | 48655.6225 | 49621.7752 | 49621.7752 | 49621.7752 | [7 empty] | 3395.12 |  | 107.64 | 3021.928 |  |  | 1159.3159 |  | 1498.209 |  | 569.0614 | 7.9692 | 0 | 28.1495 | 0 | 14.2555 | 1443.7081 | 0 | 11.1529 | 0 | 0 | 23.7797 | 212.1802 | 992 | 157.2798 | 205.4912 | 743.562 | 255.0366 | 275.0361 | 1066.3938 | 2296.2863 | 578.7324 |  | 7254 |  |  |  | 16.869 |  | 598.3333 |  | 7280 |  |  | 33211.4899 | 16410.2854 | 16410.2854 | 16410.2854 | 18359.0724 | 17851.434 | 12529.1928 | 16410.2854 | 16410.2854 | 16410.2854 | 33.07% | 33.07% | 33.07% | 35.6% | 34.96% | 27.39% | 33.07% | 33.07% | 33.07% | [9 empty] | 0 | 33211.4899 | 16410.2854 | 16410.2854 | 16410.2854 | 18359.0724 | 17851.434 | 12529.1928 | 16410.2854 | 16410.2854 | 16410.2854 | 33.07% | 33.07% | 33.07% | 35.6% | 34.96% | 27.39% | 33.07% | 33.07% | 33.07% | 28473.0777 | 55.76% | 24846.0777 | 48.66% | 6214.7991 | 6793.5315 | 13.3% | 28.52% | 1498.2476
0% | 0% | 0% | 2032 | 9 | 720 | 38497.2481 | 38497.2481 | 38497.2481 | 3693.0396 | 3693.0396 | 3693.0396 | 1305.6369 | 2811.4532 | 711.3979 | 33355.6622 | 33355.6622 | 33355.6622 | 34590.7892 | 34590.7892 | 34590.7892 | 33355.6622 | 33355.6622 | 33355.6622 | 10613.1861 | 9734.104 | 4878.3314 | 43089.7661 | 43089.7661 | 43089.7661 | 45203.9753 | 44324.8931 | 39469.1206 | 42336.548 | 43089.7661 | 43089.7661 | 43089.7661 | [7 empty] | 3285.6 |  | 102.375 | 2969.628 |  |  | 1065.151 |  | 2037.955 |  | 529.4808 | 10.5581 | 0 | 29.1118 | 0 | 2.8511 | 1343.2921 | 0 | 13.3559 | 0 | 0 | 4.7559 | 205.3357 | 960 | 125.5753 | 164.0682 | 593.6746 | 219.6644 | 225.8264 | 913.9458 | 1968.0172 | 497.9785 |  | 7020 |  |  |  | 2.2242 |  | 655.3333 |  | 4800 |  |  | 29745.7583 | 13344.0078 | 13344.0078 | 13344.0078 | 15458.217 | 14579.1348 | 9723.3623 | 13344.0078 | 13344.0078 | 13344.0078 | 30.97% | 30.97% | 30.97% | 34.2% | 32.89% | 24.64% | 30.97% | 30.97% | 30.97% | [9 empty] | 0 | 29745.7583 | 13344.0078 | 13344.0078 | 13344.0078 | 15458.217 | 14579.1348 | 9723.3623 | 13344.0078 | 13344.0078 | 13344.0078 | 30.97% | 30.97% | 30.97% | 34.2% | 32.89% | 24.64% | 30.97% | 30.97% | 30.97% | 25290.4765 | 57.06% | 21780.4765 | 49.14% | 5406.4557 | 5904.4342 | 13.32% | 31.86% | 1435.3155
0% | 0% | 0% | 2032 | 10 | 744 | 40459.4642 | 40459.4642 | 40459.4642 | 3733.2656 | 3733.2656 | 3733.2656 | 957.8748 | 2062.6103 | 523.9979 | 35662.8537 | 35662.8537 | 35662.8537 | 36568.9992 | 36568.9992 | 36568.9992 | 35662.8537 | 35662.8537 | 35662.8537 | 11714.07 | 11608.4099 | 5637.4715 | 47271.2636 | 47271.2636 | 47271.2636 | 48283.0692 | 48177.4092 | 42206.4707 | 45244.77 | 47271.2636 | 47271.2636 | 47271.2636 | [7 empty] | 3395.12 |  | 118.17 | 3225.186 |  |  | 1031.67 |  | 1760 |  | 387.8471 | 15.5237 | 0 | 15.4514 | 0 | 19.9577 | 983.9677 | 0 | 16.5656 | 0 | 0 | 33.2916 | 212.1802 | 992 | 99.079 | 129.45 | 468.4098 | 154.62 | 154.1673 | 670.5123 | 1443.8272 | 366.7985 |  | 7254 |  |  |  | 0 |  | 865.3333 |  | 2848 |  |  | 26661.1285 | 20610.1352 | 20610.1352 | 20610.1352 | 21621.9408 | 21516.2807 | 15545.3423 | 20610.1352 | 20610.1352 | 20610.1352 | 43.6% | 43.6% | 43.6% | 44.78% | 44.66% | 36.83% | 43.6% | 43.6% | 43.6% | [9 empty] | 0 | 26661.1285 | 20610.1352 | 20610.1352 | 20610.1352 | 21621.9408 | 21516.2807 | 15545.3423 | 20610.1352 | 20610.1352 | 20610.1352 | 43.6% | 43.6% | 43.6% | 44.78% | 44.66% | 36.83% | 43.6% | 43.6% | 43.6% | 22348.1647 | 46.39% | 18721.1647 | 38.86% | 4118.8869 | 4485.6854 | 9.311% | 35.74% | 1181.9057
0% | 0% | 0% | 2032 | 11 | 721 | 42817.1952 | 42817.1952 | 42817.1952 | 3773.4917 | 3773.4917 | 3773.4917 | 391.151 | 842.273 | 215.0568 | 38609.1592 | 38609.1592 | 38609.1592 | 38979.1865 | 38979.1865 | 38979.1865 | 38609.1592 | 38609.1592 | 38609.1592 | 16364.2042 | 18440.86 | 8489.4401 | 57050.0192 | 57050.0192 | 57050.0192 | 55343.3906 | 57420.0464 | 47468.6266 | 52444.3365 | 57050.0192 | 57050.0192 | 57050.0192 | [7 empty] | 3285.6 |  | 104.364 | 3268.374 |  |  |  |  | 2363 |  | 283.8748 | 14.3997 | 0 | 16.15 | 0 | 37.0643 | 720.1899 | 0 | 19.8447 | 0 | 0 | 61.8273 | 205.3357 | 960 | 61.0704 | 79.7904 | 288.7185 | 106.648 | 118.6113 | 273.8057 | 589.5911 | 150.5398 |  | 7029.75 |  |  |  | 3.0642 |  | 1161.3333 |  | 3978 |  |  | 25180.9472 | 31869.072 | 31869.072 | 31869.072 | 30162.4434 | 32239.0992 | 22287.6794 | 31869.072 | 31869.072 | 31869.072 | 55.86% | 55.86% | 55.86% | 54.5% | 56.15% | 46.95% | 55.86% | 55.86% | 55.86% | [9 empty] | 0 | 25180.9472 | 31869.072 | 31869.072 | 31869.072 | 30162.4434 | 32239.0992 | 22287.6794 | 31869.072 | 31869.072 | 31869.072 | 55.86% | 55.86% | 55.86% | 54.5% | 56.15% | 46.95% | 55.86% | 55.86% | 55.86% | 21373.0522 | 37.22% | 17858.1772 | 31.1% | 2586.9662 | 2737.5059 | 4.768% | 40.51% | 547.4417
0% | 0% | 0% | 2032 | 12 | 744 | 48606.7534 | 48606.7534 | 48606.7534 | 3813.7177 | 3813.7177 | 3813.7177 | 248.3063 | 534.6827 | 136.9568 | 44517.0519 | 44517.0519 | 44517.0519 | 44751.9486 | 44751.9486 | 44751.9486 | 44517.0519 | 44517.0519 | 44517.0519 | 17900.0875 | 19643.932 | 9169.5923 | 64160.9839 | 64160.9839 | 64160.9839 | 62652.0361 | 64395.8806 | 53921.5409 | 59158.7107 | 64160.9839 | 64160.9839 | 64160.9839 | [7 empty] | 3395.12 |  | 105.066 | 3218.847 |  |  |  |  | 2225.224 |  | 133.0263 | 14.893 | 0 | 16.5753 | 0 | 22.8088 | 337.4876 | 0 | 20.2832 | 0 | 0 | 38.0476 | 212.1802 | 992 | 55.6438 | 72.3369 | 263.0638 | 98.1909 | 104.389 | 173.8144 | 374.2779 | 95.8698 |  | 7254 |  |  |  | 4.9023 |  | 1762.3333 |  | 7440 |  |  | 28430.3812 | 35730.6027 | 35730.6027 | 35730.6027 | 34221.6549 | 35965.4994 | 25491.1597 | 35730.6027 | 35730.6027 | 35730.6027 | 55.69% | 55.69% | 55.69% | 54.62% | 55.85% | 47.27% | 55.69% | 55.69% | 55.69% | [9 empty] | 0 | 28430.3812 | 35730.6027 | 35730.6027 | 35730.6027 | 34221.6549 | 35965.4994 | 25491.1597 | 35730.6027 | 35730.6027 | 35730.6027 | 55.69% | 55.69% | 55.69% | 54.62% | 55.85% | 47.27% | 55.69% | 55.69% | 55.69% | 24608.0892 | 38.21% | 20981.0892 | 32.58% | 1746.6291 | 1842.4989 | 2.861% | 32.95% | 282.7835
0% | 0% | 0% | 2033 | 1 | 744 | 50288.3713 | 50288.3713 | 50288.3713 | 3853.5832 | 3853.5832 | 3853.5832 | 350.7979 | 755.3798 | 193.7426 | 46044.812 | 46044.812 | 46044.812 | 46376.6653 | 46376.6653 | 46376.6653 | 46044.812 | 46044.812 | 46044.812 | 18796.697 | 21116.5354 | 9817.449 | 67161.3474 | 67161.3474 | 67161.3474 | 65173.3623 | 67493.2007 | 56194.1143 | 61843.6575 | 67161.3474 | 67161.3474 | 67161.3474 | [7 empty] | 3395.12 |  | 98.514 | 3278.675 |  |  |  |  | 1660.8 |  | 187.6508 | 0 | 0 | 17.0916 | 0 | 19.9577 | 476.0699 | 0 | 22.5177 | 0 | 0 | 33.2916 | 212.1802 |  | 78.7355 | 102.8705 | 372.2331 | 127.258 | 145.452 | 245.5585 | 528.7659 | 135.6198 |  | 7254 |  |  |  | 2.5305 |  | 1154.6667 |  | 7440 |  |  | 26989.5591 | 40171.7884 | 40171.7884 | 40171.7884 | 38183.8032 | 40503.6417 | 29204.5552 | 40171.7884 | 40171.7884 | 40171.7884 | 59.81% | 59.81% | 59.81% | 58.59% | 60.01% | 51.97% | 59.81% | 59.81% | 59.81% | [9 empty] | 0 | 26989.5591 | 40171.7884 | 40171.7884 | 40171.7884 | 38183.8032 | 40503.6417 | 29204.5552 | 40171.7884 | 40171.7884 | 40171.7884 | 59.81% | 59.81% | 59.81% | 58.59% | 60.01% | 51.97% | 59.81% | 59.81% | 59.81% | 23097.3785 | 34.22% | 19470.3785 | 28.85% | 2306.9829 | 2442.6028 | 3.619% | 32.53% | 394.5001
0% | 0% | 0% | 2033 | 2 | 672 | 45479.1282 | 45479.1282 | 45479.1282 | 3893.4486 | 3893.4486 | 3893.4486 | 758.1276 | 1632.4908 | 418.9762 | 40742.8012 | 40742.8012 | 40742.8012 | 41459.9867 | 41459.9867 | 41459.9867 | 40742.8012 | 40742.8012 | 40742.8012 | 17609.8739 | 18881.5413 | 8990.7549 | 59624.3425 | 59624.3425 | 59624.3425 | 59069.8606 | 60341.5281 | 50450.7416 | 55396.1348 | 59624.3425 | 59624.3425 | 59624.3425 | [7 empty] | 3066.56 |  | 92.898 | 3057.587 |  |  |  |  | 853.7 |  | 233.8749 | 0 | 0 | 16.6886 | 0 | 11.4044 | 593.3404 | 0 | 19.2562 | 0 | 0 | 19.0238 | 191.6466 |  | 97.9541 | 127.9802 | 463.0914 | 163.2249 | 176.0858 | 530.6893 | 1142.7435 | 293.2834 |  | 6552 |  |  |  | 3.1196 |  | 667.6667 |  | 6720 |  |  | 25093.8187 | 34530.5238 | 34530.5238 | 34530.5238 | 33976.0419 | 35247.7093 | 25356.9229 | 34530.5238 | 34530.5238 | 34530.5238 | 57.91% | 57.91% | 57.91% | 57.52% | 58.41% | 50.26% | 57.91% | 57.91% | 57.91% | [9 empty] | 0 | 25093.8187 | 34530.5238 | 34530.5238 | 34530.5238 | 33976.0419 | 35247.7093 | 25356.9229 | 34530.5238 | 34530.5238 | 34530.5238 | 57.91% | 57.91% | 57.91% | 57.52% | 58.41% | 50.26% | 57.91% | 57.91% | 57.91% | 21267.3212 | 35.24% | 17991.3212 | 29.82% | 3239.6262 | 3532.9096 | 5.855% | 31.26% | 819.5519
0% | 0% | 0% | 2033 | 3 | 743 | 47658.4098 | 47658.4098 | 47658.4098 | 3933.3141 | 3933.3141 | 3933.3141 | 1050.2026 | 2261.4216 | 580.9324 | 42557.3288 | 42557.3288 | 42557.3288 | 43550.816 | 43550.816 | 43550.816 | 42557.3288 | 42557.3288 | 42557.3288 | 16149.4935 | 16854.5443 | 8179.0933 | 59411.8731 | 59411.8731 | 59411.8731 | 59700.3095 | 60405.3604 | 51729.9094 | 56067.6349 | 59411.8731 | 59411.8731 | 59411.8731 | [7 empty] | 3395.12 |  | 87.516 | 3232.714 |  |  |  |  | 2416.243 |  | 449.5312 | 0 | 0 | 18.2719 | 0 | 19.9577 | 1140.4602 | 0 | 19.3972 | 0 | 0 | 33.2916 | 212.1802 |  | 136.3278 | 178.1166 | 644.5082 | 216.0243 | 251.0401 | 735.1418 | 1582.9951 | 406.6527 |  | 7244.25 |  |  |  | 13.1573 |  | 1476.3333 |  | 5942 |  |  | 29851.2303 | 29560.6428 | 29560.6428 | 29560.6428 | 29849.0792 | 30554.13 | 21878.679 | 29560.6428 | 29560.6428 | 29560.6428 | 49.76% | 49.76% | 49.76% | 50% | 50.58% | 42.29% | 49.76% | 49.76% | 49.76% | [9 empty] | 0 | 29851.2303 | 29560.6428 | 29560.6428 | 29560.6428 | 29849.0792 | 30554.13 | 21878.679 | 29560.6428 | 29560.6428 | 29560.6428 | 49.76% | 49.76% | 49.76% | 50% | 50.58% | 42.29% | 49.76% | 49.76% | 49.76% | 25462.5343 | 42.15% | 21840.4093 | 36.16% | 4883.8303 | 5290.483 | 8.758% | 32.86% | 1193.4416
0% | 0% | 0% | 2033 | 4 | 720 | 40049.6584 | 40049.6584 | 40049.6584 | 3973.1795 | 3973.1795 | 3973.1795 | 1418.2287 | 3053.8992 | 785.6886 | 34499.1339 | 34499.1339 | 34499.1339 | 35840.7723 | 35840.7723 | 35840.7723 | 34499.1339 | 34499.1339 | 34499.1339 | 13864.9646 | 13402.1049 | 6767.0101 | 47901.2388 | 47901.2388 | 47901.2388 | 49705.7369 | 49242.8772 | 42607.7824 | 46156.7597 | 47901.2388 | 47901.2388 | 47901.2388 | [7 empty] | 3285.6 |  | 96.057 | 3017.966 |  |  |  |  | 1366.578 |  | 567.665 | 0 | 0 | 17.2272 | 0 | 62.7242 | 1440.1655 | 0 | 19.984 | 0 | 0 | 104.6309 | 205.3357 |  | 145.5798 | 190.2048 | 688.2487 | 239.2008 | 256.8468 | 992.7601 | 2137.7295 | 549.982 |  | 7020 |  |  |  | 2.3726 |  | 2495.3333 |  | 4704 |  |  | 29606.1919 | 18295.0469 | 18295.0469 | 18295.0469 | 20099.545 | 19636.6853 | 13001.5906 | 18295.0469 | 18295.0469 | 18295.0469 | 38.19% | 38.19% | 38.19% | 40.44% | 39.88% | 30.51% | 38.19% | 38.19% | 38.19% | [9 empty] | 0 | 29606.1919 | 18295.0469 | 18295.0469 | 18295.0469 | 20099.545 | 19636.6853 | 13001.5906 | 18295.0469 | 18295.0469 | 18295.0469 | 38.19% | 38.19% | 38.19% | 40.44% | 39.88% | 30.51% | 38.19% | 38.19% | 38.19% | 25083.832 | 50.94% | 21573.832 | 43.81% | 6058.3157 | 6608.2977 | 13.42% | 35.35% | 1734.1917
0% | 0% | 0% | 2033 | 5 | 744 | 38180.0796 | 38180.0796 | 38180.0796 | 4013.0449 | 4013.0449 | 4013.0449 | 1750.7818 | 3769.9923 | 971.527 | 32219.3443 | 32219.3443 | 32219.3443 | 33875.5765 | 33875.5765 | 33875.5765 | 32219.3443 | 32219.3443 | 32219.3443 | 11281.6548 | 10119.5792 | 5359.5483 | 42338.9235 | 42338.9235 | 42338.9235 | 45157.2314 | 43995.1557 | 39235.1249 | 42196.1781 | 42338.9235 | 42338.9235 | 42338.9235 | [7 empty] | 3395.12 |  | 109.161 | 3327.41 |  |  |  |  | 1570 |  | 570.1075 | 0 | 0 | 17.5519 | 0 | 39.9154 | 1446.362 | 0 | 12.7517 | 0 | 0 | 66.5833 | 212.1802 |  | 167.6572 | 219.0496 | 792.6224 | 247.2123 | 293.7303 | 1225.5473 | 2638.9946 | 680.0689 |  | 7254 |  |  |  | 0.014538 |  | 1762.6667 |  | 2480 |  |  | 28528.7066 | 13810.2168 | 13810.2168 | 13810.2168 | 16628.5247 | 15466.4491 | 10706.4182 | 13810.2168 | 13810.2168 | 13810.2168 | 32.62% | 32.62% | 32.62% | 36.82% | 35.15% | 27.29% | 32.62% | 32.62% | 32.62% | [9 empty] | 0 | 28528.7066 | 13810.2168 | 13810.2168 | 13810.2168 | 16628.5247 | 15466.4491 | 10706.4182 | 13810.2168 | 13810.2168 | 13810.2168 | 32.62% | 32.62% | 32.62% | 36.82% | 35.15% | 27.29% | 32.62% | 32.62% | 32.62% | 23658.593 | 53.78% | 20031.593 | 45.53% | 6707.1664 | 7387.2353 | 16.79% | 28.87% | 1748.6636
0% | 0% | 0% | 2033 | 6 | 720 | 40596.851 | 40596.851 | 40596.851 | 4052.9104 | 4052.9104 | 4052.9104 | 1630.7562 | 3511.5388 | 907.8697 | 34728.8913 | 34728.8913 | 34728.8913 | 36271.5798 | 36271.5798 | 36271.5798 | 34728.8913 | 34728.8913 | 34728.8913 | 11921.3631 | 10991.6362 | 5884.0467 | 45720.5275 | 45720.5275 | 45720.5275 | 48192.9429 | 47263.216 | 42155.6264 | 45174.2847 | 45720.5275 | 45720.5275 | 45720.5275 | [7 empty] | 3285.6 |  | 128.934 | 3110.284 |  |  |  |  | 2058.091 |  | 605.9155 | 0 | 0 | 15.4117 | 0 | 17.1066 | 1537.207 | 0 | 11.7635 | 0 | 0 | 28.5357 | 205.3357 |  | 163.0062 | 212.9729 | 770.6342 | 258.7645 | 286.0497 | 1141.5293 | 2458.0772 | 635.5088 |  | 7020 |  |  |  | 2.1778 |  | 680.6667 |  | 4416 |  |  | 29049.5719 | 16670.9555 | 16670.9555 | 16670.9555 | 19143.371 | 18213.644 | 13106.0545 | 16670.9555 | 16670.9555 | 16670.9555 | 36.46% | 36.46% | 36.46% | 39.72% | 38.54% | 31.09% | 36.46% | 36.46% | 36.46% | [9 empty] | 0 | 29049.5719 | 16670.9555 | 16670.9555 | 16670.9555 | 19143.371 | 18213.644 | 13106.0545 | 16670.9555 | 16670.9555 | 16670.9555 | 36.46% | 36.46% | 36.46% | 39.72% | 38.54% | 31.09% | 36.46% | 36.46% | 36.46% | 24380.4531 | 51.58% | 20870.4531 | 44.16% | 6555.3686 | 7190.8774 | 15.21% | 24.03% | 1356.3908
0% | 0% | 0% | 2033 | 7 | 744 | 46612.9564 | 46612.9564 | 46612.9564 | 4092.7758 | 4092.7758 | 4092.7758 | 1709.2251 | 3680.5075 | 954.4628 | 40616.922 | 40616.922 | 40616.922 | 42233.8418 | 42233.8418 | 42233.8418 | 40616.922 | 40616.922 | 40616.922 | 13148.9294 | 13110.3996 | 6758.1482 | 53727.3216 | 53727.3216 | 53727.3216 | 55382.7712 | 55344.2413 | 48991.9899 | 52187.3806 | 53727.3216 | 53727.3216 | 53727.3216 | [7 empty] | 3395.12 |  | 118.521 | 3084.53 |  |  |  |  | 1516.482 |  | 586.7974 | 0 | 0 | 12.352 | 0 | 17.1066 | 1488.7043 | 0 | 9.5734 | 0 | 0 | 28.5357 | 212.1802 |  | 164.89 | 215.4341 | 779.5399 | 267.37 | 294.1065 | 1196.4576 | 2576.3552 | 668.124 |  | 7254 |  |  |  | 2.1042 |  | 971.3333 |  | 6560 |  |  | 31419.6174 | 22307.7042 | 22307.7042 | 22307.7042 | 23963.1538 | 23924.624 | 17572.3726 | 22307.7042 | 22307.7042 | 22307.7042 | 41.52% | 41.52% | 41.52% | 43.27% | 43.23% | 35.87% | 41.52% | 41.52% | 41.52% | [9 empty] | 0 | 31419.6174 | 22307.7042 | 22307.7042 | 22307.7042 | 23963.1538 | 23924.624 | 17572.3726 | 22307.7042 | 22307.7042 | 22307.7042 | 41.52% | 41.52% | 41.52% | 43.27% | 43.23% | 35.87% | 41.52% | 41.52% | 41.52% | 26581.7036 | 48.03% | 22954.7036 | 41.48% | 6640.5933 | 7308.7173 | 13.21% | 25.2% | 1491.4885
0% | 0% | 0% | 2033 | 8 | 744 | 44517.895 | 44517.895 | 44517.895 | 4132.6412 | 4132.6412 | 4132.6412 | 1523.4197 | 3280.409 | 854.3103 | 38687.8121 | 38687.8121 | 38687.8121 | 40128.9607 | 40128.9607 | 40128.9607 | 38687.8121 | 38687.8121 | 38687.8121 | 12660.5464 | 12137.6381 | 6416.5216 | 50825.4502 | 50825.4502 | 50825.4502 | 52789.5071 | 52266.5988 | 46545.4823 | 49667.4947 | 50825.4502 | 50825.4502 | 50825.4502 | [7 empty] | 3395.12 |  | 107.64 | 3021.928 |  |  |  |  | 1498.209 |  | 569.0614 | 0 | 0 | 13.6011 | 0 | 14.2555 | 1443.7081 | 0 | 11.1529 | 0 | 0 | 23.7797 | 212.1802 |  | 156.4934 | 204.4637 | 739.8442 | 253.7614 | 273.6609 | 1066.3938 | 2296.2863 | 598.0172 |  | 7254 |  |  |  | 16.869 |  | 598.3333 |  | 7312 |  |  | 31080.7592 | 19744.691 | 19744.691 | 19744.691 | 21708.7479 | 21185.8396 | 15464.7231 | 19744.691 | 19744.691 | 19744.691 | 38.85% | 38.85% | 38.85% | 41.12% | 40.53% | 33.22% | 38.85% | 38.85% | 38.85% | [9 empty] | 0 | 31080.7592 | 19744.691 | 19744.691 | 19744.691 | 21708.7479 | 21185.8396 | 15464.7231 | 19744.691 | 19744.691 | 19744.691 | 38.85% | 38.85% | 38.85% | 41.12% | 40.53% | 33.22% | 38.85% | 38.85% | 38.85% | 26356.8954 | 50.43% | 22729.8954 | 43.49% | 6198.6478 | 6796.665 | 13% | 28.52% | 1505.5783
0% | 0% | 0% | 2033 | 9 | 720 | 38672.6989 | 38672.6989 | 38672.6989 | 4172.5067 | 4172.5067 | 4172.5067 | 1305.6369 | 2811.4532 | 734.3842 | 33044.7499 | 33044.7499 | 33044.7499 | 34279.8769 | 34279.8769 | 34279.8769 | 33044.7499 | 33044.7499 | 33044.7499 | 12034.6148 | 11118.0904 | 5902.8355 | 44162.8403 | 44162.8403 | 44162.8403 | 46314.4917 | 45397.9673 | 40182.7124 | 43248.6021 | 44162.8403 | 44162.8403 | 44162.8403 | [7 empty] | 3285.6 |  | 102.375 | 2969.628 |  |  |  |  | 2037.955 |  | 529.4808 | 0 | 0 | 14.0661 | 0 | 2.8511 | 1343.2921 | 0 | 13.3559 | 0 | 0 | 4.7559 | 205.3357 |  | 124.9474 | 163.2479 | 590.7062 | 218.5661 | 224.6973 | 913.9458 | 1968.0172 | 514.0689 |  | 7020 |  |  |  | 2.2242 |  | 655.3333 |  | 4800 |  |  | 27704.4499 | 16458.3904 | 16458.3904 | 16458.3904 | 18610.0418 | 17693.5174 | 12478.2625 | 16458.3904 | 16458.3904 | 16458.3904 | 37.27% | 37.27% | 37.27% | 40.18% | 38.97% | 31.05% | 37.27% | 37.27% | 37.27% | [9 empty] | 0 | 27704.4499 | 16458.3904 | 16458.3904 | 16458.3904 | 18610.0418 | 17693.5174 | 12478.2625 | 16458.3904 | 16458.3904 | 16458.3904 | 37.27% | 37.27% | 37.27% | 40.18% | 38.97% | 31.05% | 37.27% | 37.27% | 37.27% | 23264.2138 | 51.25% | 19754.2138 | 43.51% | 5389.2535 | 5903.3225 | 13% | 31.86% | 1442.1484
0% | 0% | 0% | 2033 | 10 | 744 | 40642.9627 | 40642.9627 | 40642.9627 | 4212.3721 | 4212.3721 | 4212.3721 | 957.8748 | 2062.6103 | 540.4012 | 35362.3247 | 35362.3247 | 35362.3247 | 36268.4703 | 36268.4703 | 36268.4703 | 35362.3247 | 35362.3247 | 35362.3247 | 13228.9919 | 13166.2812 | 6762.3634 | 48528.6059 | 48528.6059 | 48528.6059 | 49497.4622 | 49434.7514 | 43030.8337 | 46264.1479 | 48528.6059 | 48528.6059 | 48528.6059 | [7 empty] | 3395.12 |  | 118.17 | 3225.186 |  |  |  |  | 1760 |  | 387.8471 | 0 | 0 | 15.4514 | 0 | 19.9577 | 983.9677 | 0 | 16.5656 | 0 | 0 | 33.2916 | 212.1802 |  | 98.5836 | 128.8027 | 466.0677 | 153.8469 | 153.3965 | 670.5123 | 1443.8272 | 378.2808 |  | 0 |  |  |  | 0 |  | 865.3333 |  | 2816 |  |  | 17342.3885 | 31186.2174 | 31186.2174 | 31186.2174 | 32155.0737 | 32092.3629 | 25688.4452 | 31186.2174 | 31186.2174 | 31186.2174 | 64.26% | 64.26% | 64.26% | 64.96% | 64.92% | 59.7% | 64.26% | 64.26% | 64.26% | [9 empty] | 0 | 17342.3885 | 31186.2174 | 31186.2174 | 31186.2174 | 32155.0737 | 32092.3629 | 25688.4452 | 31186.2174 | 31186.2174 | 31186.2174 | 64.26% | 64.26% | 64.26% | 64.96% | 64.92% | 59.7% | 64.26% | 64.26% | 64.26% | 16656.4247 | 33.69% | 16656.4247 | 33.69% | 4098.3346 | 4476.6154 | 9.056% | 35.74% | 1187.3754
0% | 0% | 0% | 2033 | 11 | 721 | 43010.4606 | 43010.4606 | 43010.4606 | 4252.2376 | 4252.2376 | 4252.2376 | 391.151 | 842.273 | 221.5163 | 38321.7409 | 38321.7409 | 38321.7409 | 38691.7681 | 38691.7681 | 38691.7681 | 38321.7409 | 38321.7409 | 38321.7409 | 18374.9739 | 20710.7386 | 10050.3738 | 59032.4795 | 59032.4795 | 59032.4795 | 57066.742 | 59402.5067 | 48742.1419 | 54072.3243 | 59032.4795 | 59032.4795 | 59032.4795 | [7 empty] | 3285.6 |  | 104.364 | 3268.374 |  |  |  |  | 2363 |  | 283.8748 | 0 | 0 | 16.15 | 0 | 37.0643 | 720.1899 | 0 | 19.8447 | 0 | 0 | 61.8273 | 205.3357 |  | 60.765 | 79.3915 | 287.275 | 106.1147 | 118.0183 | 273.8057 | 589.5911 | 155.0614 |  | 7029.75 |  |  |  | 3.0642 |  | 1161.3333 |  | 4042 |  |  | 24271.795 | 34760.6845 | 34760.6845 | 34760.6845 | 32794.947 | 35130.7117 | 24470.3469 | 34760.6845 | 34760.6845 | 34760.6845 | 58.88% | 58.88% | 58.88% | 57.47% | 59.14% | 50.2% | 58.88% | 58.88% | 58.88% | [9 empty] | 0 | 24271.795 | 34760.6845 | 34760.6845 | 34760.6845 | 32794.947 | 35130.7117 | 24470.3469 | 34760.6845 | 34760.6845 | 34760.6845 | 58.88% | 58.88% | 58.88% | 57.47% | 59.14% | 50.2% | 58.88% | 58.88% | 58.88% | 20463.9 | 34.45% | 16949.025 | 28.53% | 2569.2923 | 2724.3537 | 4.586% | 40.51% | 549.883
0% | 0% | 0% | 2033 | 12 | 744 | 48828.3943 | 48828.3943 | 48828.3943 | 4292.103 | 4292.103 | 4292.103 | 248.3063 | 534.6827 | 140.9608 | 44259.1064 | 44259.1064 | 44259.1064 | 44494.0031 | 44494.0031 | 44494.0031 | 44259.1064 | 44259.1064 | 44259.1064 | 20085.7654 | 22082.8766 | 10871.0582 | 66341.983 | 66341.983 | 66341.983 | 64579.7685 | 66576.8796 | 55365.0613 | 60970.9705 | 66341.983 | 66341.983 | 66341.983 | [7 empty] | 3395.12 |  | 105.066 | 3218.847 |  |  |  |  | 2225.224 |  | 133.0263 | 0 | 0 | 16.5753 | 0 | 0 | 337.4876 | 0 | 20.2832 | 0 | 0 | 38.0476 | 212.1802 |  | 55.3656 | 71.9753 | 261.7484 | 97.7 | 103.8671 | 173.8144 | 374.2779 | 98.6726 |  | 7254 |  |  |  | 4.9023 |  | 1762.3333 |  | 7440 |  |  | 27400.5141 | 38941.4689 | 38941.4689 | 38941.4689 | 37179.2544 | 39176.3656 | 27964.5472 | 38941.4689 | 38941.4689 | 38941.4689 | 58.7% | 58.7% | 58.7% | 57.57% | 58.84% | 50.51% | 58.7% | 58.7% | 58.7% | [9 empty] | 0 | 27400.5141 | 38941.4689 | 38941.4689 | 38941.4689 | 37179.2544 | 39176.3656 | 27964.5472 | 38941.4689 | 38941.4689 | 38941.4689 | 58.7% | 58.7% | 58.7% | 57.57% | 58.84% | 50.51% | 58.7% | 58.7% | 58.7% | 23578.2221 | 35.42% | 19951.2221 | 29.97% | 1705.9592 | 1804.6318 | 2.711% | 32.95% | 284.0143
0% | 0% | 0% | 2034 | 1 | 744 | 50516.8104 | 50516.8104 | 50516.8104 | 4332.1307 | 4332.1307 | 4332.1307 | 350.7979 | 755.3798 | 199.343 | 45793.0235 | 45793.0235 | 45793.0235 | 46124.8768 | 46124.8768 | 46124.8768 | 45793.0235 | 45793.0235 | 45793.0235 | 21046.8414 | 23679.8568 | 11595.54 | 69472.8803 | 69472.8803 | 69472.8803 | 67171.7182 | 69804.7336 | 57720.4168 | 63762.5752 | 69472.8803 | 69472.8803 | 69472.8803 | [7 empty] | 3395.12 |  | 98.514 | 3278.675 |  |  |  |  | 1660.8 |  | 187.6508 | 0 | 0 | 17.0916 | 0 | 0 | 476.0699 | 0 | 22.5177 | 0 | 0 | 33.2916 | 212.1802 |  | 78.3418 | 102.3562 | 370.3719 | 126.6217 | 144.7247 | 245.5585 | 528.7659 | 139.5401 |  | 7254 |  |  |  | 2.5305 |  | 1154.6667 |  | 7440 |  |  | 26969.3888 | 42503.4914 | 42503.4914 | 42503.4914 | 40202.3293 | 42835.3447 | 30751.0279 | 42503.4914 | 42503.4914 | 42503.4914 | 61.18% | 61.18% | 61.18% | 59.85% | 61.36% | 53.28% | 61.18% | 61.18% | 61.18% | [9 empty] | 0 | 26969.3888 | 42503.4914 | 42503.4914 | 42503.4914 | 40202.3293 | 42835.3447 | 30751.0279 | 42503.4914 | 42503.4914 | 42503.4914 | 61.18% | 61.18% | 61.18% | 59.85% | 61.36% | 53.28% | 61.18% | 61.18% | 61.18% | 23077.2082 | 33.06% | 19450.2082 | 27.86% | 2282.8925 | 2422.4326 | 3.47% | 32.53% | 396.1997
0% | 0% | 0% | 2034 | 2 | 672 | 45683.2745 | 45683.2745 | 45683.2745 | 4372.1585 | 4372.1585 | 4372.1585 | 758.1276 | 1632.4908 | 431.02 | 40464.6245 | 40464.6245 | 40464.6245 | 41181.81 | 41181.81 | 41181.81 | 40464.6245 | 40464.6245 | 40464.6245 | 19722.0357 | 21220.257 | 10652.3393 | 61684.8814 | 61684.8814 | 61684.8814 | 60903.8457 | 62402.067 | 51834.1493 | 57118.1081 | 61684.8814 | 61684.8814 | 61684.8814 | [7 empty] | 3066.56 |  | 92.898 | 3057.587 |  |  |  |  | 853.7 |  | 233.8749 | 0 | 0 | 16.6886 | 0 | 0 | 593.3404 | 0 | 19.2562 | 0 | 0 | 19.0238 | 191.6466 |  | 97.4643 | 127.3403 | 460.7759 | 162.4088 | 175.2053 | 530.6893 | 1142.7435 | 301.714 |  | 6552 |  |  |  | 3.1196 |  | 667.6667 |  | 6720 |  |  | 25085.7032 | 36599.1782 | 36599.1782 | 36599.1782 | 35818.1425 | 37316.3637 | 26748.4461 | 36599.1782 | 36599.1782 | 36599.1782 | 59.33% | 59.33% | 59.33% | 58.81% | 59.8% | 51.6% | 59.33% | 59.33% | 59.33% | [9 empty] | 0 | 25085.7032 | 36599.1782 | 36599.1782 | 36599.1782 | 35818.1425 | 37316.3637 | 26748.4461 | 36599.1782 | 36599.1782 | 36599.1782 | 59.33% | 59.33% | 59.33% | 58.81% | 59.8% | 51.6% | 59.33% | 59.33% | 59.33% | 21259.2058 | 34.07% | 17983.2058 | 28.82% | 3223.0801 | 3524.7941 | 5.649% | 31.26% | 823.065
0% | 0% | 0% | 2034 | 3 | 743 | 47871.174 | 47871.174 | 47871.174 | 4412.1862 | 4412.1862 | 4412.1862 | 1050.2026 | 2261.4216 | 597.4963 | 42286.2516 | 42286.2516 | 42286.2516 | 43279.7389 | 43279.7389 | 43279.7389 | 42286.2516 | 42286.2516 | 42286.2516 | 18078.7222 | 18959.6968 | 9699.7616 | 61245.9484 | 61245.9484 | 61245.9484 | 61358.4611 | 62239.4357 | 52979.5004 | 57609.468 | 61245.9484 | 61245.9484 | 61245.9484 | [7 empty] | 3395.12 |  | 87.516 | 3232.714 |  |  |  |  | 2416.243 |  | 449.5312 | 0 | 0 | 18.2719 | 0 | 0 | 1140.4602 | 0 | 19.3972 | 0 | 0 | 33.2916 | 212.1802 |  | 135.6461 | 177.2261 | 641.2856 | 214.9442 | 249.7849 | 735.1418 | 1582.9951 | 418.2474 |  | 7244.25 |  |  |  | 13.1573 |  | 1476.3333 |  | 5942 |  |  | 29835.7373 | 31410.2111 | 31410.2111 | 31410.2111 | 31522.7238 | 32403.6984 | 23143.7631 | 31410.2111 | 31410.2111 | 31410.2111 | 51.29% | 51.29% | 51.29% | 51.37% | 52.06% | 43.68% | 51.29% | 51.29% | 51.29% | [9 empty] | 0 | 29835.7373 | 31410.2111 | 31410.2111 | 31410.2111 | 31522.7238 | 32403.6984 | 23143.7631 | 31410.2111 | 31410.2111 | 31410.2111 | 51.29% | 51.29% | 51.29% | 51.37% | 52.06% | 43.68% | 51.29% | 51.29% | 51.29% | 25447.0413 | 40.89% | 21824.9163 | 35.07% | 4856.7425 | 5274.9899 | 8.475% | 32.86% | 1198.52
0% | 0% | 0% | 2034 | 4 | 720 | 40230.1426 | 40230.1426 | 40230.1426 | 4452.214 | 4452.214 | 4452.214 | 1418.2287 | 3053.8992 | 807.7967 | 34193.9513 | 34193.9513 | 34193.9513 | 35535.5896 | 35535.5896 | 35535.5896 | 34193.9513 | 34193.9513 | 34193.9513 | 15537.5182 | 15143.6082 | 8071.6971 | 49337.5594 | 49337.5594 | 49337.5594 | 51073.1079 | 50679.1978 | 43607.2867 | 47340.1973 | 49337.5594 | 49337.5594 | 49337.5594 | [7 empty] | 3285.6 |  | 96.057 | 3017.966 |  |  |  |  | 1366.578 |  | 567.665 | 0 | 0 | 0 | 0 | 0 | 1440.1655 | 0 | 19.984 | 0 | 0 | 104.6309 | 205.3357 |  | 144.8519 | 189.2538 | 684.8075 | 238.0048 | 255.5625 | 992.7601 | 2137.7295 | 565.4577 |  | 7020 |  |  |  | 2.3726 |  | 2495.3333 |  | 4640 |  |  | 29470.1157 | 19867.4437 | 19867.4437 | 19867.4437 | 21602.9922 | 21209.0821 | 14137.171 | 19867.4437 | 19867.4437 | 19867.4437 | 40.27% | 40.27% | 40.27% | 42.3% | 41.85% | 32.42% | 40.27% | 40.27% | 40.27% | [9 empty] | 0 | 29470.1157 | 19867.4437 | 19867.4437 | 19867.4437 | 21602.9922 | 21209.0821 | 14137.171 | 19867.4437 | 19867.4437 | 19867.4437 | 40.27% | 40.27% | 40.27% | 42.3% | 41.85% | 32.42% | 40.27% | 40.27% | 40.27% | 24964.9831 | 49.26% | 21454.9831 | 42.33% | 5987.9911 | 6553.4487 | 12.93% | 35.35% | 1741.4836
0% | 0% | 0% | 2034 | 5 | 744 | 38352.0987 | 38352.0987 | 38352.0987 | 4492.2417 | 4492.2417 | 4492.2417 | 1750.7818 | 3769.9923 | 998.4641 | 31904.0855 | 31904.0855 | 31904.0855 | 33560.3177 | 33560.3177 | 33560.3177 | 31904.0855 | 31904.0855 | 31904.0855 | 12649.8604 | 11483.2801 | 6418.9463 | 43387.3656 | 43387.3656 | 43387.3656 | 46210.1781 | 45043.5978 | 39979.264 | 43094.7211 | 43387.3656 | 43387.3656 | 43387.3656 | [7 empty] | 3395.12 |  | 109.161 | 3327.41 |  |  |  |  | 1570 |  | 570.1075 | 0 | 0 | 0 | 0 | 0 | 1446.362 | 0 | 12.7517 | 0 | 0 | 66.5833 | 212.1802 |  | 166.8189 | 217.9543 | 788.6593 | 245.9762 | 292.2616 | 1225.5473 | 2638.9946 | 698.9249 |  | 7254 |  |  |  | 0.014538 |  | 1762.6667 |  | 2480 |  |  | 28481.4939 | 14905.8716 | 14905.8716 | 14905.8716 | 17728.6842 | 16562.1039 | 11497.77 | 14905.8716 | 14905.8716 | 14905.8716 | 34.36% | 34.36% | 34.36% | 38.37% | 36.77% | 28.76% | 34.36% | 34.36% | 34.36% | [9 empty] | 0 | 28481.4939 | 14905.8716 | 14905.8716 | 14905.8716 | 17728.6842 | 16562.1039 | 11497.77 | 14905.8716 | 14905.8716 | 14905.8716 | 34.36% | 34.36% | 34.36% | 38.37% | 36.77% | 28.76% | 34.36% | 34.36% | 34.36% | 23628.9321 | 52.46% | 20001.9321 | 44.41% | 6658.6496 | 7357.5745 | 16.33% | 28.87% | 1755.9189
0% | 0% | 0% | 2034 | 6 | 720 | 40780.5858 | 40780.5858 | 40780.5858 | 4532.2695 | 4532.2695 | 4532.2695 | 1630.7562 | 3511.5388 | 932.309 | 34425.9351 | 34425.9351 | 34425.9351 | 35968.6236 | 35968.6236 | 35968.6236 | 34425.9351 | 34425.9351 | 34425.9351 | 13342.5177 | 12434.7442 | 7005.3953 | 46860.6793 | 46860.6793 | 46860.6793 | 49311.1413 | 48403.3678 | 42974.0188 | 46142.58 | 46860.6793 | 46860.6793 | 46860.6793 | [7 empty] | 3285.6 |  | 128.934 | 3110.284 |  |  |  |  | 2058.091 |  | 605.9155 | 0 | 0 | 0 | 0 | 0 | 1537.207 | 0 | 11.7635 | 0 | 0 | 28.5357 | 205.3357 |  | 162.1911 | 211.908 | 766.781 | 257.4706 | 284.6195 | 1141.5293 | 2458.0772 | 652.6163 |  | 7020 |  |  |  | 2.1778 |  | 680.6667 |  | 4416 |  |  | 29025.704 | 17834.9753 | 17834.9753 | 17834.9753 | 20285.4373 | 19377.6638 | 13948.3149 | 17834.9753 | 17834.9753 | 17834.9753 | 38.06% | 38.06% | 38.06% | 41.14% | 40.03% | 32.46% | 38.06% | 38.06% | 38.06% | [9 empty] | 0 | 29025.704 | 17834.9753 | 17834.9753 | 17834.9753 | 20285.4373 | 19377.6638 | 13948.3149 | 17834.9753 | 17834.9753 | 17834.9753 | 38.06% | 38.06% | 38.06% | 41.14% | 40.03% | 32.46% | 38.06% | 38.06% | 38.06% | 24371.9969 | 50.35% | 20861.9969 | 43.1% | 6529.8049 | 7182.4212 | 14.84% | 24.03% | 1361.8699
0% | 0% | 0% | 2034 | 7 | 744 | 46824.7128 | 46824.7128 | 46824.7128 | 4572.2972 | 4572.2972 | 4572.2972 | 1709.2251 | 3680.5075 | 979.4354 | 40341.6652 | 40341.6652 | 40341.6652 | 41958.5849 | 41958.5849 | 41958.5849 | 40341.6652 | 40341.6652 | 40341.6652 | 14666.9421 | 14738.1455 | 7986.3446 | 55079.8106 | 55079.8106 | 55079.8106 | 56625.5271 | 56696.7304 | 49944.9295 | 53320.83 | 55079.8106 | 55079.8106 | 55079.8106 | [7 empty] | 3395.12 |  | 118.521 | 3084.53 |  |  |  |  | 1516.482 |  | 586.7974 | 0 | 0 | 0 | 0 | 0 | 1488.7043 | 0 | 9.5734 | 0 | 0 | 28.5357 | 212.1802 |  | 164.0655 | 214.3569 | 775.6422 | 266.0332 | 292.636 | 1196.4576 | 2576.3552 | 685.6048 |  | 7254 |  |  |  | 2.1042 |  | 971.3333 |  | 6560 |  |  | 31399.0329 | 23680.7778 | 23680.7778 | 23680.7778 | 25226.4942 | 25297.6975 | 18545.8967 | 23680.7778 | 23680.7778 | 23680.7778 | 42.99% | 42.99% | 42.99% | 44.55% | 44.62% | 37.13% | 42.99% | 42.99% | 42.99% | [9 empty] | 0 | 31399.0329 | 23680.7778 | 23680.7778 | 23680.7778 | 25226.4942 | 25297.6975 | 18545.8967 | 23680.7778 | 23680.7778 | 23680.7778 | 42.99% | 42.99% | 42.99% | 44.55% | 44.62% | 37.13% | 42.99% | 42.99% | 42.99% | 26573.4711 | 46.87% | 22946.4711 | 40.47% | 6614.88 | 7300.4848 | 12.88% | 25.2% | 1497.3594
0% | 0% | 0% | 2034 | 8 | 744 | 44719.8953 | 44719.8953 | 44719.8953 | 4612.325 | 4612.325 | 4612.325 | 1523.4197 | 3280.409 | 897.2632 | 38397.2428 | 38397.2428 | 38397.2428 | 39838.3914 | 39838.3914 | 39838.3914 | 38397.2428 | 38397.2428 | 38397.2428 | 14122.2689 | 13669.4415 | 7597.872 | 52066.6843 | 52066.6843 | 52066.6843 | 53960.6602 | 53507.8329 | 47436.2633 | 50698.4618 | 52066.6843 | 52066.6843 | 52066.6843 | [7 empty] | 3395.12 |  | 107.64 | 3021.928 |  |  |  |  | 1498.209 |  | 569.0614 | 0 | 0 | 0 | 0 | 0 | 1443.7081 | 0 | 11.1529 | 0 | 0 | 23.7797 | 212.1802 |  | 155.7109 | 203.4414 | 736.145 | 252.4926 | 272.2926 | 1066.3938 | 2296.2863 | 628.0842 |  | 7254 |  |  |  | 16.869 |  | 598.3333 |  | 7312 |  |  | 31074.8285 | 20991.8558 | 20991.8558 | 20991.8558 | 22885.8318 | 22433.0044 | 16361.4349 | 20991.8558 | 20991.8558 | 20991.8558 | 40.32% | 40.32% | 40.32% | 42.41% | 41.92% | 34.49% | 40.32% | 40.32% | 40.32% | [9 empty] | 0 | 31074.8285 | 20991.8558 | 20991.8558 | 20991.8558 | 22885.8318 | 22433.0044 | 16361.4349 | 20991.8558 | 20991.8558 | 20991.8558 | 40.32% | 40.32% | 40.32% | 42.41% | 41.92% | 34.49% | 40.32% | 40.32% | 40.32% | 26364.5657 | 49.27% | 22737.5657 | 42.49% | 6176.2512 | 6804.3354 | 12.72% | 28.52% | 1517.0076
0% | 0% | 0% | 2034 | 9 | 720 | 38848.1496 | 38848.1496 | 38848.1496 | 4652.3527 | 4652.3527 | 4652.3527 | 1305.6369 | 2811.4532 | 770.7097 | 32729.4569 | 32729.4569 | 32729.4569 | 33964.5839 | 33964.5839 | 33964.5839 | 32729.4569 | 32729.4569 | 32729.4569 | 13421.8509 | 12543.8395 | 7018.3584 | 45273.2965 | 45273.2965 | 45273.2965 | 47386.4348 | 46508.4235 | 40982.9423 | 44184.6886 | 45273.2965 | 45273.2965 | 45273.2965 | [7 empty] | 3285.6 |  | 102.375 | 2969.628 |  |  |  |  | 2037.955 |  | 529.4808 | 0 | 0 | 0 | 0 | 0 | 1343.2921 | 0 | 13.3559 | 0 | 0 | 4.7559 | 205.3357 |  | 124.3227 | 162.4317 | 587.7527 | 217.4732 | 223.5738 | 913.9458 | 1968.0172 | 539.4968 |  | 7020 |  |  |  | 2.2242 |  |  |  | 4800 |  |  | 27051.0164 | 18222.28 | 18222.28 | 18222.28 | 20335.4184 | 19457.407 | 13931.9259 | 18222.28 | 18222.28 | 18222.28 | 40.25% | 40.25% | 40.25% | 42.91% | 41.84% | 33.99% | 40.25% | 40.25% | 40.25% | [9 empty] | 0 | 27051.0164 | 18222.28 | 18222.28 | 18222.28 | 20335.4184 | 19457.407 | 13931.9259 | 18222.28 | 18222.28 | 18222.28 | 40.25% | 40.25% | 40.25% | 42.91% | 41.84% | 33.99% | 40.25% | 40.25% | 40.25% | 22624.8464 | 48.65% | 19114.8464 | 41.1% | 5379.7916 | 5919.2884 | 12.73% | 31.86% | 1452.9465
0% | 0% | 0% | 2034 | 10 | 744 | 40826.4612 | 40826.4612 | 40826.4612 | 4692.3805 | 4692.3805 | 4692.3805 | 957.8748 | 2062.6103 | 566.6925 | 35057.9275 | 35057.9275 | 35057.9275 | 35964.073 | 35964.073 | 35964.073 | 35057.9275 | 35057.9275 | 35057.9275 | 14704.1923 | 14765.391 | 7978.5643 | 49823.3185 | 49823.3185 | 49823.3185 | 50668.2653 | 50729.464 | 43942.6374 | 47336.0507 | 49823.3185 | 49823.3185 | 49823.3185 | [7 empty] | 3395.12 |  | 118.17 | 3225.186 |  |  |  |  | 1760 |  | 387.8471 | 0 | 0 | 0 | 0 | 0 | 983.9677 | 0 | 16.5656 | 0 | 0 | 33.2916 | 212.1802 |  | 98.0907 | 128.1587 | 463.7374 | 153.0776 | 152.6295 | 670.5123 | 1443.8272 | 396.6847 |  | 7254 |  |  |  | 0 |  |  |  | 2832 |  |  | 23725.0464 | 26098.2721 | 26098.2721 | 26098.2721 | 26943.2189 | 27004.4176 | 20217.5909 | 26098.2721 | 26098.2721 | 26098.2721 | 52.38% | 52.38% | 52.38% | 53.18% | 53.23% | 46.01% | 52.38% | 52.38% | 52.38% | [9 empty] | 0 | 23725.0464 | 26098.2721 | 26098.2721 | 26098.2721 | 26943.2189 | 27004.4176 | 20217.5909 | 26098.2721 | 26098.2721 | 26098.2721 | 52.38% | 52.38% | 52.38% | 53.18% | 53.23% | 46.01% | 52.38% | 52.38% | 52.38% | 19427.5341 | 38.3% | 15800.5341 | 31.15% | 4073.3734 | 4470.0581 | 8.812% | 35.74% | 1196.1422
0% | 0% | 0% | 2034 | 11 | 721 | 43203.726 | 43203.726 | 43203.726 | 4732.4082 | 4732.4082 | 4732.4082 | 391.151 | 842.273 | 232.0664 | 38031.6706 | 38031.6706 | 38031.6706 | 38401.6978 | 38401.6978 | 38401.6978 | 38031.6706 | 38031.6706 | 38031.6706 | 20315.1579 | 23027.0943 | 11716.4344 | 61058.7648 | 61058.7648 | 61058.7648 | 58716.8557 | 61428.7921 | 50118.1322 | 55773.4622 | 61058.7648 | 61058.7648 | 61058.7648 | [7 empty] | 3285.6 |  | 104.364 | 3268.374 |  |  |  |  | 2363 |  | 283.8748 | 0 | 0 | 0 | 0 | 0 | 720.1899 | 0 | 19.8447 | 0 | 0 | 61.8273 | 205.3357 |  | 60.4612 | 78.9945 | 285.8386 | 105.5841 | 117.4282 | 273.8057 | 589.5911 | 162.4465 |  | 7029.75 |  |  |  | 3.0642 |  |  |  | 4074 |  |  | 23093.3745 | 37965.3903 | 37965.3903 | 37965.3903 | 35623.4812 | 38335.4175 | 27024.7577 | 37965.3903 | 37965.3903 | 37965.3903 | 62.18% | 62.18% | 62.18% | 60.67% | 62.41% | 53.92% | 62.18% | 62.18% | 62.18% | [9 empty] | 0 | 23093.3745 | 37965.3903 | 37965.3903 | 37965.3903 | 35623.4812 | 38335.4175 | 27024.7577 | 37965.3903 | 37965.3903 | 37965.3903 | 62.18% | 62.18% | 62.18% | 60.67% | 62.41% | 53.92% | 62.18% | 62.18% | 62.18% | 19301.6296 | 31.42% | 15786.7546 | 25.7% | 2528.9702 | 2691.4166 | 4.381% | 40.51% | 553.8703
0% | 0% | 0% | 2034 | 12 | 744 | 49050.0353 | 49050.0353 | 49050.0353 | 4772.436 | 4772.436 | 4772.436 | 248.3063 | 534.6827 | 147.5829 | 43998.4277 | 43998.4277 | 43998.4277 | 44233.3244 | 44233.3244 | 44233.3244 | 43998.4277 | 43998.4277 | 43998.4277 | 22204.4663 | 24573.9987 | 12692.1371 | 68572.4264 | 68572.4264 | 68572.4264 | 66437.7908 | 68807.3231 | 56925.4615 | 62866.3923 | 68572.4264 | 68572.4264 | 68572.4264 | [7 empty] | 3395.12 |  | 105.066 | 3218.847 |  |  |  |  | 2225.224 |  | 133.0263 | 0 | 0 | 0 | 0 | 0 | 337.4876 | 0 | 20.2832 | 0 | 0 | 38.0476 | 212.1802 |  | 55.0888 | 71.6154 | 260.4397 | 97.2115 | 103.3478 | 173.8144 | 374.2779 | 103.3081 |  | 7254 |  |  |  | 4.9023 |  |  |  | 7440 |  |  | 25623.2876 | 42949.1387 | 42949.1387 | 42949.1387 | 40814.5031 | 43184.0354 | 31302.1739 | 42949.1387 | 42949.1387 | 42949.1387 | 62.63% | 62.63% | 62.63% | 61.43% | 62.76% | 54.99% | 62.63% | 62.63% | 62.63% | [9 empty] | 0 | 25623.2876 | 42949.1387 | 42949.1387 | 42949.1387 | 40814.5031 | 43184.0354 | 31302.1739 | 42949.1387 | 42949.1387 | 42949.1387 | 62.63% | 62.63% | 62.63% | 61.43% | 62.76% | 54.99% | 62.63% | 62.63% | 62.63% | 21817.5709 | 31.71% | 18190.5709 | 26.44% | 1703.0059 | 1806.3139 | 2.625% | 32.95% | 286.0498
0% | 0% | 0% | 2035 | 1 | 744 | 50745.2496 | 50745.2496 | 50745.2496 | 4812.2013 | 4812.2013 | 4812.2013 | 350.7979 | 755.3798 | 208.6545 | 45538.5986 | 45538.5986 | 45538.5986 | 45870.4519 | 45870.4519 | 45870.4519 | 45538.5986 | 45538.5986 | 45538.5986 | 23191.2081 | 26276.8782 | 13488.7907 | 71815.4768 | 71815.4768 | 71815.4768 | 69061.6601 | 72147.3302 | 59359.2426 | 65753.2864 | 71815.4768 | 71815.4768 | 71815.4768 | [7 empty] | 3395.12 |  | 98.514 | 3278.675 |  |  |  |  | 1660.8 |  | 187.6508 | 0 | 0 | 0 | 0 | 0 | 476.0699 | 0 | 22.5177 | 0 | 0 | 33.2916 | 212.1802 |  | 77.9501 | 101.8444 | 368.52 | 125.9886 | 144.0011 | 245.5585 | 528.7659 | 146.0581 | [5 empty] | 2.5305 |  |  |  | 7440 |  |  | 18546.0365 | 53269.4403 | 53269.4403 | 53269.4403 | 50515.6235 | 53601.2936 | 40813.206 | 53269.4403 | 53269.4403 | 53269.4403 | 74.18% | 74.18% | 74.18% | 73.15% | 74.29% | 68.76% | 74.18% | 74.18% | 74.18% | [9 empty] | 0 | 18546.0365 | 53269.4403 | 53269.4403 | 53269.4403 | 50515.6235 | 53601.2936 | 40813.206 | 53269.4403 | 53269.4403 | 53269.4403 | 74.18% | 74.18% | 74.18% | 73.15% | 74.29% | 68.76% | 74.18% | 74.18% | 74.18% | 18297.9476 | 25.36% | 18297.9476 | 25.36% | 2278.7804 | 2424.8386 | 3.361% | 32.53% | 399.0256
0% | 0% | 0% | 2035 | 2 | 672 | 45887.4208 | 45887.4208 | 45887.4208 | 4851.9666 | 4851.9666 | 4851.9666 | 758.1276 | 1632.4908 | 451.0973 | 40182.9394 | 40182.9394 | 40182.9394 | 40900.1249 | 40900.1249 | 40900.1249 | 40182.9394 | 40182.9394 | 40182.9394 | 21714.5951 | 23580.6354 | 12424.874 | 63763.5748 | 63763.5748 | 63763.5748 | 62614.7201 | 64480.7603 | 53324.999 | 58902.8797 | 63763.5748 | 63763.5748 | 63763.5748 | [7 empty] | 3066.56 |  | 92.898 | 3057.587 |  |  |  |  | 853.7 |  | 233.8749 | 0 | 0 | 0 | 0 | 0 | 593.3404 | 0 | 19.2562 | 0 | 0 | 19.0238 | 191.6466 |  | 96.977 | 126.7036 | 458.4721 | 161.5968 | 174.3293 | 530.6893 | 1142.7435 | 315.7681 | [5 empty] | 3.1196 |  |  |  | 6720 |  |  | 17858.2862 | 45905.2887 | 45905.2887 | 45905.2887 | 44756.4339 | 46622.4742 | 35466.7128 | 45905.2887 | 45905.2887 | 45905.2887 | 71.99% | 71.99% | 71.99% | 71.48% | 72.3% | 66.51% | 71.99% | 71.99% | 71.99% | [9 empty] | 0 | 17858.2862 | 45905.2887 | 45905.2887 | 45905.2887 | 44756.4339 | 46622.4742 | 35466.7128 | 45905.2887 | 45905.2887 | 45905.2887 | 71.99% | 71.99% | 71.99% | 71.48% | 72.3% | 66.51% | 71.99% | 71.99% | 71.99% | 17324.4773 | 26.87% | 17324.4773 | 26.87% | 3217.9641 | 3533.7323 | 5.48% | 31.26% | 828.9215
0% | 0% | 0% | 2035 | 3 | 743 | 48083.9382 | 48083.9382 | 48083.9382 | 4891.7319 | 4891.7319 | 4891.7319 | 1050.2026 | 2261.4216 | 625.2153 | 42011.1544 | 42011.1544 | 42011.1544 | 43004.6416 | 43004.6416 | 43004.6416 | 42011.1544 | 42011.1544 | 42011.1544 | 19875.8332 | 21075.213 | 11320.9206 | 63086.3673 | 63086.3673 | 63086.3673 | 62880.4749 | 64079.8546 | 54325.5622 | 59202.7084 | 63086.3673 | 63086.3673 | 63086.3673 | [7 empty] | 3395.12 |  | 87.516 | 3232.714 |  |  |  |  | 2416.243 |  | 449.5312 | 0 | 0 | 0 | 0 | 0 | 1140.4602 | 0 | 19.3972 | 0 | 0 | 33.2916 | 212.1802 |  | 134.9679 | 176.3399 | 638.0792 | 213.8695 | 248.536 | 735.1418 | 1582.9951 | 437.6507 | [5 empty] | 13.1573 |  |  |  | 5942 |  |  | 21109.1909 | 41977.1764 | 41977.1764 | 41977.1764 | 41771.284 | 42970.6637 | 33216.3713 | 41977.1764 | 41977.1764 | 41977.1764 | 66.54% | 66.54% | 66.54% | 66.43% | 67.06% | 61.14% | 66.54% | 66.54% | 66.54% | [9 empty] | 0 | 21109.1909 | 41977.1764 | 41977.1764 | 41977.1764 | 41771.284 | 42970.6637 | 33216.3713 | 41977.1764 | 41977.1764 | 41977.1764 | 66.54% | 66.54% | 66.54% | 66.43% | 67.06% | 61.14% | 66.54% | 66.54% | 66.54% | 20360.8918 | 31.77% | 20360.8918 | 31.77% | 4849.6481 | 5287.2988 | 8.251% | 32.86% | 1207.0185
0% | 0% | 0% | 2035 | 4 | 720 | 40410.6269 | 40410.6269 | 40410.6269 | 4931.4972 | 4931.4972 | 4931.4972 | 1418.2287 | 3053.8992 | 845.0265 | 33883.9833 | 33883.9833 | 33883.9833 | 35225.6217 | 35225.6217 | 35225.6217 | 33883.9833 | 33883.9833 | 33883.9833 | 17080.7748 | 16895.4832 | 9466.9712 | 50779.4665 | 50779.4665 | 50779.4665 | 52306.3965 | 52121.1049 | 44692.5929 | 48499.4947 | 50779.4665 | 50779.4665 | 50779.4665 | [7 empty] | 3285.6 |  | 96.057 | 3017.966 |  |  |  |  | 1366.578 |  | 567.665 | 0 | 0 | 0 | 0 | 0 | 1440.1655 | 0 | 19.984 | 0 | 0 | 104.6309 | 205.3357 |  | 144.1277 | 188.3075 | 681.3835 | 236.8147 | 254.2847 | 992.7601 | 2137.7295 | 591.5185 | [5 empty] | 2.3726 |  |  |  | 4704 |  |  | 20037.2808 | 30742.1857 | 30742.1857 | 30742.1857 | 32269.1156 | 32083.8241 | 24655.3121 | 30742.1857 | 30742.1857 | 30742.1857 | 60.54% | 60.54% | 60.54% | 61.69% | 61.56% | 55.17% | 60.54% | 60.54% | 60.54% | [9 empty] | 0 | 20037.2808 | 30742.1857 | 30742.1857 | 30742.1857 | 32269.1156 | 32083.8241 | 24655.3121 | 30742.1857 | 30742.1857 | 30742.1857 | 60.54% | 60.54% | 60.54% | 61.69% | 61.56% | 55.17% | 60.54% | 60.54% | 60.54% | 19042.1482 | 36.53% | 19042.1482 | 36.53% | 5980.4287 | 6571.9472 | 12.61% | 35.35% | 1753.7632
0% | 0% | 0% | 2035 | 5 | 744 | 38524.1178 | 38524.1178 | 38524.1178 | 4971.2626 | 4971.2626 | 4971.2626 | 1750.7818 | 3769.9923 | 1044.1472 | 31583.3788 | 31583.3788 | 31583.3788 | 33239.6111 | 33239.6111 | 33239.6111 | 31583.3788 | 31583.3788 | 31583.3788 | 13898.8441 | 12858.7735 | 7553.8042 | 44442.1523 | 44442.1523 | 44442.1523 | 47138.4551 | 46098.3845 | 40793.4153 | 43965.9352 | 44442.1523 | 44442.1523 | 44442.1523 | [7 empty] | 3395.12 |  | 109.161 | 3327.41 |  |  |  |  | 1570 |  | 570.1075 | 0 | 0 | 0 | 0 | 0 | 1446.362 | 0 | 12.7517 | 0 | 0 | 66.5833 | 212.1802 |  | 165.9848 | 216.8645 | 784.716 | 244.7463 | 290.8003 | 1225.5473 | 2638.9946 | 730.903 | [5 empty] | 0.014538 |  |  |  | 2480 |  |  | 19488.2471 | 24953.9052 | 24953.9052 | 24953.9052 | 27650.208 | 26610.1375 | 21305.1682 | 24953.9052 | 24953.9052 | 24953.9052 | 56.15% | 56.15% | 56.15% | 58.66% | 57.72% | 52.23% | 56.15% | 56.15% | 56.15% | [9 empty] | 0 | 19488.2471 | 24953.9052 | 24953.9052 | 24953.9052 | 27650.208 | 26610.1375 | 21305.1682 | 24953.9052 | 24953.9052 | 24953.9052 | 56.15% | 56.15% | 56.15% | 58.66% | 57.72% | 52.23% | 56.15% | 56.15% | 56.15% | 18262.6853 | 39.62% | 18262.6853 | 39.62% | 6650.0912 | 7380.9943 | 16.01% | 28.87% | 1768.2234
0% | 0% | 0% | 2035 | 6 | 720 | 40964.3205 | 40964.3205 | 40964.3205 | 5011.0279 | 5011.0279 | 5011.0279 | 1630.7562 | 3511.5388 | 974.3531 | 34118.2982 | 34118.2982 | 34118.2982 | 35660.9867 | 35660.9867 | 35660.9867 | 34118.2982 | 34118.2982 | 34118.2982 | 14619.2191 | 13879.9492 | 8198.7899 | 47998.2474 | 47998.2474 | 47998.2474 | 50280.2059 | 49540.9359 | 43859.7766 | 47069.9913 | 47998.2474 | 47998.2474 | 47998.2474 | [7 empty] | 3285.6 |  | 128.934 | 3110.284 |  |  |  |  | 2058.091 |  | 605.9155 | 0 | 0 | 0 | 0 | 0 | 1537.207 | 0 | 11.7635 | 0 | 0 | 28.5357 | 205.3357 |  | 161.3802 | 210.8485 | 762.9471 | 256.1833 | 283.1964 | 1141.5293 | 2458.0772 | 682.0471 | [5 empty] | 2.1778 |  |  |  | 4368 |  |  | 21298.0533 | 26700.1941 | 26700.1941 | 26700.1941 | 28982.1526 | 28242.8826 | 22561.7234 | 26700.1941 | 26700.1941 | 26700.1941 | 55.63% | 55.63% | 55.63% | 57.64% | 57.01% | 51.44% | 55.63% | 55.63% | 55.63% | [9 empty] | 0 | 21298.0533 | 26700.1941 | 26700.1941 | 26700.1941 | 28982.1526 | 28242.8826 | 22561.7234 | 26700.1941 | 26700.1941 | 26700.1941 | 55.63% | 55.63% | 55.63% | 57.64% | 57.01% | 51.44% | 55.63% | 55.63% | 55.63% | 20154.3462 | 40.68% | 20154.3462 | 40.68% | 6521.39 | 7203.4372 | 14.54% | 24.03% | 1371.2958
0% | 0% | 0% | 2035 | 7 | 744 | 47036.4692 | 47036.4692 | 47036.4692 | 5050.7932 | 5050.7932 | 5050.7932 | 1709.2251 | 3680.5075 | 1023.0019 | 40061.8557 | 40061.8557 | 40061.8557 | 41678.7755 | 41678.7755 | 41678.7755 | 40061.8557 | 40061.8557 | 40061.8557 | 16000.936 | 16344.4256 | 9283.1353 | 56406.2813 | 56406.2813 | 56406.2813 | 57679.7115 | 58023.201 | 50961.9107 | 54492.5559 | 56406.2813 | 56406.2813 | 56406.2813 | [7 empty] | 3395.12 |  | 118.521 | 3084.53 |  |  |  |  | 1516.482 |  | 586.7974 | 0 | 0 | 0 | 0 | 0 | 1488.7043 | 0 | 9.5734 | 0 | 0 | 28.5357 | 212.1802 |  | 163.2452 | 213.2851 | 771.764 | 264.703 | 291.1728 | 1196.4576 | 2576.3552 | 716.1013 | [5 empty] | 2.1042 |  |  |  | 6640 |  |  | 23275.6324 | 33130.6489 | 33130.6489 | 33130.6489 | 34404.0791 | 34747.5686 | 27686.2783 | 33130.6489 | 33130.6489 | 33130.6489 | 58.74% | 58.74% | 58.74% | 59.65% | 59.89% | 54.33% | 58.74% | 58.74% | 58.74% | [9 empty] | 0 | 23275.6324 | 33130.6489 | 33130.6489 | 33130.6489 | 34404.0791 | 34747.5686 | 27686.2783 | 33130.6489 | 33130.6489 | 33130.6489 | 58.74% | 58.74% | 58.74% | 59.65% | 59.89% | 54.33% | 58.74% | 58.74% | 58.74% | 22077.0706 | 38.05% | 22077.0706 | 38.05% | 6606.3163 | 7322.4176 | 12.62% | 25.2% | 1507.6017
0% | 0% | 0% | 2035 | 8 | 744 | 44921.8956 | 44921.8956 | 44921.8956 | 5090.5585 | 5090.5585 | 5090.5585 | 1523.4197 | 3280.409 | 913.9815 | 38115.9941 | 38115.9941 | 38115.9941 | 39557.1427 | 39557.1427 | 39557.1427 | 38115.9941 | 38115.9941 | 38115.9941 | 15388.9978 | 15181.5876 | 8844.4631 | 53297.5816 | 53297.5816 | 53297.5816 | 54946.1405 | 54738.7302 | 48401.6058 | 51673.8732 | 53297.5816 | 53297.5816 | 53297.5816 | [7 empty] | 3395.12 |  | 107.64 | 3021.928 |  |  |  |  | 1498.209 |  | 569.0614 | 0 | 0 | 0 | 0 | 0 | 1443.7081 | 0 | 11.1529 | 0 | 0 | 23.7797 | 212.1802 |  | 154.9324 | 202.4242 | 732.4643 | 251.2301 | 270.9311 | 1066.3938 | 2296.2863 | 639.787 | [5 empty] | 16.869 |  |  |  | 7312 |  |  | 23226.0975 | 30071.4841 | 30071.4841 | 30071.4841 | 31720.043 | 31512.6327 | 25175.5083 | 30071.4841 | 30071.4841 | 30071.4841 | 56.42% | 56.42% | 56.42% | 57.73% | 57.57% | 52.01% | 56.42% | 56.42% | 56.42% | [9 empty] | 0 | 23226.0975 | 30071.4841 | 30071.4841 | 30071.4841 | 31720.043 | 31512.6327 | 25175.5083 | 30071.4841 | 30071.4841 | 30071.4841 | 56.42% | 56.42% | 56.42% | 57.73% | 57.57% | 52.01% | 56.42% | 56.42% | 56.42% | 22142.8348 | 40.45% | 22142.8348 | 40.45% | 6168.1508 | 6807.9378 | 12.44% | 28.52% | 1521.4562
0% | 0% | 0% | 2035 | 9 | 720 | 39023.6004 | 39023.6004 | 39023.6004 | 5130.3238 | 5130.3238 | 5130.3238 | 1305.6369 | 2811.4532 | 784.6588 | 32422.7519 | 32422.7519 | 32422.7519 | 33657.8789 | 33657.8789 | 33657.8789 | 32422.7519 | 32422.7519 | 32422.7519 | 14601.9564 | 13952.0044 | 8195.7517 | 46374.7563 | 46374.7563 | 46374.7563 | 48259.8353 | 47609.8834 | 41853.6306 | 45056.733 | 46374.7563 | 46374.7563 | 46374.7563 | [7 empty] | 3285.6 |  | 102.375 | 2969.628 |  |  |  |  | 2037.955 |  | 529.4808 | 0 | 0 | 0 | 0 | 0 | 1343.2921 | 0 | 13.3559 | 0 | 0 | 4.7559 | 205.3357 |  | 123.701 | 161.6195 | 584.8139 | 216.3859 | 222.456 | 913.9458 | 1968.0172 | 549.2611 | [5 empty] | 2.2242 |  |  |  | 4800 |  |  | 20034.203 | 26340.5534 | 26340.5534 | 26340.5534 | 28225.6323 | 27575.6804 | 21819.4276 | 26340.5534 | 26340.5534 | 26340.5534 | 56.8% | 56.8% | 56.8% | 58.49% | 57.92% | 52.13% | 56.8% | 56.8% | 56.8% | [9 empty] | 0 | 20034.203 | 26340.5534 | 26340.5534 | 26340.5534 | 28225.6323 | 27575.6804 | 21819.4276 | 26340.5534 | 26340.5534 | 26340.5534 | 56.8% | 56.8% | 56.8% | 58.49% | 57.92% | 52.13% | 56.8% | 56.8% | 56.8% | 19118.033 | 40.16% | 19118.033 | 40.16% | 5373.2138 | 5922.475 | 12.44% | 31.86% | 1457.093
0% | 0% | 0% | 2035 | 10 | 744 | 41009.9598 | 41009.9598 | 41009.9598 | 5170.0891 | 5170.0891 | 5170.0891 | 957.8748 | 2062.6103 | 576.6466 | 34760.7311 | 34760.7311 | 34760.7311 | 35666.8766 | 35666.8766 | 35666.8766 | 34760.7311 | 34760.7311 | 34760.7311 | 15931.0587 | 16317.5777 | 9253.2217 | 51078.3088 | 51078.3088 | 51078.3088 | 51597.9353 | 51984.4543 | 44920.0983 | 48452.2763 | 51078.3088 | 51078.3088 | 51078.3088 | [7 empty] | 3395.12 |  | 118.17 | 3225.186 |  |  |  |  | 1760 |  | 387.8471 | 0 | 0 | 0 | 0 | 0 | 983.9677 | 0 | 16.5656 | 0 | 0 | 33.2916 | 212.1802 |  | 97.6003 | 127.5179 | 461.4187 | 152.3122 | 151.8663 | 670.5123 | 1443.8272 | 403.6526 | [5 empty] | 0 |  |  |  | 2848 |  |  | 16489.0359 | 34589.2729 | 34589.2729 | 34589.2729 | 35108.8995 | 35495.4185 | 28431.0624 | 34589.2729 | 34589.2729 | 34589.2729 | 67.72% | 67.72% | 67.72% | 68.04% | 68.28% | 63.29% | 67.72% | 67.72% | 67.72% | [9 empty] | 0 | 16489.0359 | 34589.2729 | 34589.2729 | 34589.2729 | 35108.8995 | 35495.4185 | 28431.0624 | 34589.2729 | 34589.2729 | 34589.2729 | 67.72% | 67.72% | 67.72% | 68.04% | 68.28% | 63.29% | 67.72% | 67.72% | 67.72% | 15818.5235 | 30.43% | 15818.5235 | 30.43% | 4068.3949 | 4472.0475 | 8.603% | 35.74% | 1199.4614
0% | 0% | 0% | 2035 | 11 | 721 | 43396.9913 | 43396.9913 | 43396.9913 | 5209.8544 | 5209.8544 | 5209.8544 | 391.151 | 842.273 | 235.9862 | 37746.3138 | 37746.3138 | 37746.3138 | 38116.341 | 38116.341 | 38116.341 | 37746.3138 | 37746.3138 | 37746.3138 | 21885.2065 | 25209.2881 | 13445.8012 | 62955.6019 | 62955.6019 | 62955.6019 | 60001.5475 | 63325.6291 | 51562.1423 | 57443.8857 | 62955.6019 | 62955.6019 | 62955.6019 | [8 empty] | 3285.6 | 104.364 | 3268.374 |  |  |  |  | 2363 |  | 283.8748 | 0 | 0 | 0 | 0 | 0 | 720.1899 | 0 | 19.8447 | 0 | 0 | 61.8273 | 205.3357 |  | 60.1589 | 78.5995 | 284.4094 | 105.0562 | 116.8411 | 273.8057 | 589.5911 | 165.1904 | [5 empty] | 3.0642 |  |  |  | 4042 |  |  | 16031.1269 | 46924.475 | 46924.475 | 46924.475 | 43970.4206 | 47294.5022 | 35531.0154 | 46924.475 | 46924.475 | 46924.475 | 74.54% | 74.54% | 74.54% | 73.28% | 74.68% | 68.91% | 74.54% | 74.54% | 74.54% | [9 empty] | 0 | 16031.1269 | 46924.475 | 46924.475 | 46924.475 | 43970.4206 | 47294.5022 | 35531.0154 | 46924.475 | 46924.475 | 46924.475 | 74.54% | 74.54% | 74.54% | 73.28% | 74.68% | 68.91% | 74.54% | 74.54% | 74.54% | 15754.257 | 24.88% | 15754.257 | 24.88% | 2525.7286 | 2690.919 | 4.249% | 40.51% | 555.3518
0% | 0% | 0% | 2035 | 12 | 744 | 49271.6763 | 49271.6763 | 49271.6763 | 5249.6197 | 5249.6197 | 5249.6197 | 248.3063 | 534.6827 | 150.0127 | 43742.156 | 43742.156 | 43742.156 | 43977.0527 | 43977.0527 | 43977.0527 | 43742.156 | 43742.156 | 43742.156 | 23890.783 | 26916.0982 | 14580.4209 | 70658.2542 | 70658.2542 | 70658.2542 | 67867.8357 | 70893.1509 | 58557.4736 | 64725.3122 | 70658.2542 | 70658.2542 | 70658.2542 | [8 empty] | 3395.12 | 105.066 | 3218.847 |  |  |  |  | 2225.224 |  | 130.0992 | 0 | 0 | 0 | 0 | 0 | 337.4876 | 0 | 20.2832 | 0 | 0 | 38.0476 | 212.1802 |  | 54.8133 | 71.2573 | 259.1375 | 96.7254 | 102.831 | 173.8144 | 374.2779 | 105.0089 | [5 empty] | 4.9023 |  |  |  | 7440 |  |  | 18365.1228 | 52293.1313 | 52293.1313 | 52293.1313 | 49502.7128 | 52528.028 | 40192.3507 | 52293.1313 | 52293.1313 | 52293.1313 | 74.01% | 74.01% | 74.01% | 72.94% | 74.09% | 68.64% | 74.01% | 74.01% | 74.01% | [9 empty] | 0 | 18365.1228 | 52293.1313 | 52293.1313 | 52293.1313 | 49502.7128 | 52528.028 | 40192.3507 | 52293.1313 | 52293.1313 | 52293.1313 | 74.01% | 74.01% | 74.01% | 72.94% | 74.09% | 68.64% | 74.01% | 74.01% | 74.01% | 18186.4061 | 25.65% | 18186.4061 | 25.65% | 1697.1402 | 1802.1491 | 2.542% | 32.95% | 286.7967
0% | 0% | 0% | 2036 | 1 | 744 | 50973.6887 | 50973.6887 | 50973.6887 | 5289.0538 | 5289.0538 | 5289.0538 | 350.7979 | 755.3798 | 212.053 | 45289.1657 | 45289.1657 | 45289.1657 | 45621.019 | 45621.019 | 45621.019 | 45289.1657 | 45289.1657 | 45289.1657 | 24903.2983 | 28734.1403 | 15440.1602 | 74023.306 | 74023.306 | 74023.306 | 70524.3174 | 74355.1593 | 61061.1792 | 67708.1693 | 74023.306 | 74023.306 | 74023.306 | [8 empty] | 3395.12 | 98.514 | 3278.675 |  |  |  |  | 2225.224 |  | 183.4006 | 0 | 0 | 0 | 0 | 0 | 476.0699 | 0 | 22.5177 | 0 | 0 | 33.2916 | 212.1802 |  | 77.5604 | 101.3352 | 366.6774 | 125.3587 | 143.2811 | 245.5585 | 528.7659 | 148.4371 | [5 empty] | 2.5305 | [6 empty] | 11664.4978 | 62358.8082 | 62358.8082 | 62358.8082 | 58859.8196 | 62690.6615 | 49396.6814 | 62358.8082 | 62358.8082 | 62358.8082 | 84.24% | 84.24% | 84.24% | 83.46% | 84.31% | 80.9% | 84.24% | 84.24% | 84.24% | [9 empty] | 0 | 11664.4978 | 62358.8082 | 62358.8082 | 62358.8082 | 58859.8196 | 62690.6615 | 49396.6814 | 62358.8082 | 62358.8082 | 62358.8082 | 84.24% | 84.24% | 84.24% | 83.46% | 84.31% | 80.9% | 84.24% | 84.24% | 84.24% | 11416.4088 | 15.35% | 11416.4088 | 15.35% | 2270.4387 | 2418.8758 | 3.253% | 32.53% | 400.0569
0% | 0% | 0% | 2036 | 2 | 696 | 46091.567 | 46091.567 | 46091.567 | 5328.4879 | 5328.4879 | 5328.4879 | 785.2036 | 1690.794 | 474.7776 | 39877.8466 | 39877.8466 | 39877.8466 | 40620.6459 | 40620.6459 | 40620.6459 | 39877.8466 | 39877.8466 | 39877.8466 | 23314.8597 | 25853.8006 | 14246.4416 | 65731.6472 | 65731.6472 | 65731.6472 | 63935.5056 | 66474.4464 | 54867.0874 | 60670.7669 | 65731.6472 | 65731.6472 | 65731.6472 | [8 empty] | 3176.08 | 92.898 | 3057.587 |  |  |  |  | 1660.8 |  | 228.5778 | 0 | 0 | 0 | 0 | 0 | 593.3404 | 0 | 19.2562 | 0 | 0 | 19.0238 | 191.6466 |  | 96.4921 | 126.0701 | 456.1797 | 160.7888 | 173.4576 | 549.6425 | 1183.5558 | 332.3443 | [5 empty] | 3.1196 | [6 empty] | 12120.8603 | 53610.7869 | 53610.7869 | 53610.7869 | 51814.6453 | 54353.5861 | 42746.2271 | 53610.7869 | 53610.7869 | 53610.7869 | 81.56% | 81.56% | 81.56% | 81.04% | 81.77% | 77.91% | 81.56% | 81.56% | 81.56% | [9 empty] | 0 | 12120.8603 | 53610.7869 | 53610.7869 | 53610.7869 | 51814.6453 | 54353.5861 | 42746.2271 | 53610.7869 | 53610.7869 | 53610.7869 | 81.56% | 81.56% | 81.56% | 81.04% | 81.77% | 77.91% | 81.56% | 81.56% | 81.56% | 11568.0982 | 17.4% | 11568.0982 | 17.4% | 3248.3889 | 3580.7332 | 5.387% | 31.26% | 860.7339
0% | 0% | 0% | 2036 | 3 | 743 | 48296.7023 | 48296.7023 | 48296.7023 | 5367.9219 | 5367.9219 | 5367.9219 | 1050.2026 | 2261.4216 | 635.2669 | 41744.713 | 41744.713 | 41744.713 | 42738.2003 | 42738.2003 | 42738.2003 | 41744.713 | 41744.713 | 41744.713 | 21325.7834 | 23138.0371 | 12979.7218 | 64882.7501 | 64882.7501 | 64882.7501 | 64063.9837 | 65876.2374 | 55717.9221 | 60797.0797 | 64882.7501 | 64882.7501 | 64882.7501 | [8 empty] | 3395.12 | 87.516 | 3232.714 |  |  |  |  | 853.7 |  | 439.3496 | 0 | 0 | 0 | 0 | 0 | 1140.4602 | 0 | 19.3972 | 0 | 0 | 33.2916 | 212.1802 |  | 134.2931 | 175.4582 | 634.8888 | 212.8001 | 247.2933 | 735.1418 | 1582.9951 | 444.6869 | [5 empty] | 13.1573 | [6 empty] | 13594.4435 | 51288.3066 | 51288.3066 | 51288.3066 | 50469.5402 | 52281.7939 | 42123.4786 | 51288.3066 | 51288.3066 | 51288.3066 | 79.05% | 79.05% | 79.05% | 78.78% | 79.36% | 75.6% | 79.05% | 79.05% | 79.05% | [9 empty] | 0 | 13594.4435 | 51288.3066 | 51288.3066 | 51288.3066 | 50469.5402 | 52281.7939 | 42123.4786 | 51288.3066 | 51288.3066 | 51288.3066 | 79.05% | 79.05% | 79.05% | 78.78% | 79.36% | 75.6% | 79.05% | 79.05% | 79.05% | 12846.1444 | 19.5% | 12846.1444 | 19.5% | 4832.4075 | 5277.0944 | 8.011% | 32.86% | 1210.1003
0% | 0% | 0% | 2036 | 4 | 720 | 40591.1112 | 40591.1112 | 40591.1112 | 5407.356 | 5407.356 | 5407.356 | 1418.2287 | 3053.8992 | 858.4426 | 33584.584 | 33584.584 | 33584.584 | 34926.2224 | 34926.2224 | 34926.2224 | 33584.584 | 33584.584 | 33584.584 | 18328.5437 | 18627.5254 | 10889.5452 | 52212.1094 | 52212.1094 | 52212.1094 | 53254.7661 | 53553.7478 | 45815.7676 | 49684.7577 | 52212.1094 | 52212.1094 | 52212.1094 | [8 empty] | 3285.6 | 96.057 | 3017.966 |  |  |  |  | 2416.243 |  | 554.8078 | 0 | 0 | 0 | 0 | 0 | 1440.1655 | 0 | 19.984 | 0 | 0 | 104.6309 | 205.3357 |  | 143.407 | 187.366 | 677.9765 | 235.6307 | 253.0133 | 992.7601 | 2137.7295 | 600.9098 | [5 empty] | 2.3726 | [6 empty] | 16371.9552 | 35840.1542 | 35840.1542 | 35840.1542 | 36882.8109 | 37181.7926 | 29443.8124 | 35840.1542 | 35840.1542 | 35840.1542 | 68.64% | 68.64% | 68.64% | 69.26% | 69.43% | 64.27% | 68.64% | 68.64% | 68.64% | [9 empty] | 0 | 16371.9552 | 35840.1542 | 35840.1542 | 35840.1542 | 36882.8109 | 37181.7926 | 29443.8124 | 35840.1542 | 35840.1542 | 35840.1542 | 68.64% | 68.64% | 68.64% | 69.26% | 69.43% | 64.27% | 68.64% | 68.64% | 68.64% | 15376.8226 | 28.71% | 15376.8226 | 28.71% | 5960.0468 | 6560.9566 | 12.25% | 35.35% | 1758.1882
0% | 0% | 0% | 2036 | 5 | 744 | 38696.1369 | 38696.1369 | 38696.1369 | 5446.7901 | 5446.7901 | 5446.7901 | 1750.7818 | 3769.9923 | 1060.4937 | 31274.9665 | 31274.9665 | 31274.9665 | 32931.1987 | 32931.1987 | 32931.1987 | 31274.9665 | 31274.9665 | 31274.9665 | 14909.0967 | 14230.4835 | 8705.4121 | 45505.45 | 45505.45 | 45505.45 | 47840.2954 | 47161.6822 | 41636.6108 | 44738.4531 | 45505.45 | 45505.45 | 45505.45 | [8 empty] | 3395.12 | 109.161 | 3327.41 |  |  |  |  | 1366.578 |  | 557.1949 | 0 | 0 | 0 | 0 | 0 | 1446.362 | 0 | 12.7517 | 0 | 0 | 0 | 212.1802 |  | 165.1549 | 215.7802 | 780.7925 | 243.5226 | 289.3463 | 1225.5473 | 2638.9946 | 742.3456 | [5 empty] | 0.014538 | [6 empty] | 16728.2562 | 28777.1938 | 28777.1938 | 28777.1938 | 31112.0392 | 30433.426 | 24908.3546 | 28777.1938 | 28777.1938 | 28777.1938 | 63.24% | 63.24% | 63.24% | 65.03% | 64.53% | 59.82% | 63.24% | 63.24% | 63.24% | [9 empty] | 0 | 16728.2562 | 28777.1938 | 28777.1938 | 28777.1938 | 31112.0392 | 30433.426 | 24908.3546 | 28777.1938 | 28777.1938 | 28777.1938 | 63.24% | 63.24% | 63.24% | 65.03% | 64.53% | 59.82% | 63.24% | 63.24% | 63.24% | 15502.6944 | 32.87% | 15502.6944 | 32.87% | 6562.0798 | 7304.4254 | 15.49% | 28.87% | 1772.6262
0% | 0% | 0% | 2036 | 6 | 720 | 41148.0553 | 41148.0553 | 41148.0553 | 5486.2241 | 5486.2241 | 5486.2241 | 1630.7562 | 3511.5388 | 989.1838 | 33822.3875 | 33822.3875 | 33822.3875 | 35365.076 | 35365.076 | 35365.076 | 33822.3875 | 33822.3875 | 33822.3875 | 15659.0119 | 15326.3624 | 9401.9452 | 49148.7498 | 49148.7498 | 49148.7498 | 51024.0878 | 50691.4383 | 44767.0212 | 47895.5545 | 49148.7498 | 49148.7498 | 49148.7498 | [8 empty] | 3285.6 | 128.934 | 3110.284 |  |  |  |  | 1570 |  | 592.1919 | 0 | 0 | 0 | 0 | 0 | 1537.207 | 0 | 11.7635 | 0 | 0 | 0 | 205.3357 |  | 160.5733 | 209.7942 | 759.1324 | 254.9024 | 281.7804 | 1141.5293 | 2458.0772 | 692.4287 | [5 empty] | 2.1778 | [6 empty] | 16401.7117 | 32747.0381 | 32747.0381 | 32747.0381 | 34622.3761 | 34289.7266 | 28365.3094 | 32747.0381 | 32747.0381 | 32747.0381 | 66.63% | 66.63% | 66.63% | 67.85% | 67.64% | 63.36% | 66.63% | 66.63% | 66.63% | [9 empty] | 0 | 16401.7117 | 32747.0381 | 32747.0381 | 32747.0381 | 34622.3761 | 34289.7266 | 28365.3094 | 32747.0381 | 32747.0381 | 32747.0381 | 66.63% | 66.63% | 66.63% | 67.85% | 67.64% | 63.36% | 66.63% | 66.63% | 66.63% | 15258.0046 | 30.1% | 15258.0046 | 30.1% | 6470.7579 | 7163.1866 | 14.13% | 24.03% | 1374.6207
0% | 0% | 0% | 2036 | 7 | 744 | 47248.2256 | 47248.2256 | 47248.2256 | 5525.6582 | 5525.6582 | 5525.6582 | 1709.2251 | 3680.5075 | 1038.1563 | 39794.2008 | 39794.2008 | 39794.2008 | 41411.1205 | 41411.1205 | 41411.1205 | 39794.2008 | 39794.2008 | 39794.2008 | 17094.164 | 17963.0333 | 10582.6973 | 57757.234 | 57757.234 | 57757.234 | 58505.2846 | 59374.1538 | 51993.8179 | 55683.9858 | 57757.234 | 57757.234 | 57757.234 | [8 empty] | 3395.12 | 118.521 | 3084.53 |  |  |  |  | 2058.091 |  | 540.5217 | 0 | 0 | 0 | 0 | 0 | 1488.7043 | 0 | 9.5734 | 0 | 0 | 0 | 212.1802 |  | 162.429 | 212.2187 | 767.9052 | 263.3795 | 289.717 | 1196.4576 | 2576.3552 | 726.7094 | [5 empty] | 2.1042 | [6 empty] | 17104.5172 | 40652.7168 | 40652.7168 | 40652.7168 | 41400.7673 | 42269.6366 | 34889.3006 | 40652.7168 | 40652.7168 | 40652.7168 | 70.39% | 70.39% | 70.39% | 70.76% | 71.19% | 67.1% | 70.39% | 70.39% | 70.39% | [9 empty] | 0 | 17104.5172 | 40652.7168 | 40652.7168 | 40652.7168 | 41400.7673 | 42269.6366 | 34889.3006 | 40652.7168 | 40652.7168 | 40652.7168 | 70.39% | 70.39% | 70.39% | 70.76% | 71.19% | 67.1% | 70.39% | 70.39% | 70.39% | 15905.9554 | 26.79% | 15905.9554 | 26.79% | 6522.984 | 7249.6934 | 12.21% | 25.2% | 1511.1644
0% | 0% | 0% | 2036 | 8 | 744 | 45123.8959 | 45123.8959 | 45123.8959 | 5565.0922 | 5565.0922 | 5565.0922 | 1523.4197 | 3280.409 | 948.4966 | 37833.1061 | 37833.1061 | 37833.1061 | 39274.2547 | 39274.2547 | 39274.2547 | 37833.1061 | 37833.1061 | 37833.1061 | 16426.3014 | 16711.9241 | 10086.8365 | 54545.0301 | 54545.0301 | 54545.0301 | 55700.5561 | 55986.1787 | 49361.0912 | 52673.635 | 54545.0301 | 54545.0301 | 54545.0301 | [8 empty] | 3395.12 | 107.64 | 3021.928 |  |  |  |  | 1516.482 |  | 524.1844 | 0 | 0 | 0 | 0 | 0 | 1443.7081 | 0 | 11.1529 | 0 | 0 | 0 | 212.1802 |  | 154.1577 | 201.4121 | 728.8019 | 249.974 | 269.5764 | 1066.3938 | 2296.2863 | 663.9476 | [5 empty] | 16.869 | [6 empty] | 15879.8145 | 38665.2157 | 38665.2157 | 38665.2157 | 39820.7416 | 40106.3643 | 33481.2767 | 38665.2157 | 38665.2157 | 38665.2157 | 70.89% | 70.89% | 70.89% | 71.49% | 71.64% | 67.83% | 70.89% | 70.89% | 70.89% | [9 empty] | 0 | 15879.8145 | 38665.2157 | 38665.2157 | 38665.2157 | 39820.7416 | 40106.3643 | 33481.2767 | 38665.2157 | 38665.2157 | 38665.2157 | 70.89% | 70.89% | 70.89% | 71.49% | 71.64% | 67.83% | 70.89% | 70.89% | 70.89% | 14796.5517 | 26.43% | 14796.5517 | 26.43% | 6091.4341 | 6755.3817 | 12.07% | 28.52% | 1530.6404
0% | 0% | 0% | 2036 | 9 | 720 | 39199.0511 | 39199.0511 | 39199.0511 | 5604.5263 | 5604.5263 | 5604.5263 | 1305.6369 | 2811.4532 | 813.9443 | 32115.2145 | 32115.2145 | 32115.2145 | 33350.3415 | 33350.3415 | 33350.3415 | 32115.2145 | 32115.2145 | 32115.2145 | 15561.1662 | 15380.4894 | 9361.938 | 47495.7039 | 47495.7039 | 47495.7039 | 48911.5078 | 48730.8309 | 42712.2795 | 45811.8936 | 47495.7039 | 47495.7039 | 47495.7039 | [8 empty] | 3285.6 | 102.375 | 2969.628 |  |  |  |  | 1498.209 |  | 487.7252 | 0 | 0 | 0 | 0 | 0 | 1343.2921 | 0 | 13.3559 | 0 | 0 | 0 | 205.3357 |  | 123.0825 | 160.8114 | 581.8899 | 215.3039 | 221.3437 | 913.9458 | 1968.0172 | 569.761 | [5 empty] | 2.2242 | [6 empty] | 14661.9004 | 32833.8035 | 32833.8035 | 32833.8035 | 34249.6073 | 34068.9305 | 28050.3791 | 32833.8035 | 32833.8035 | 32833.8035 | 69.13% | 69.13% | 69.13% | 70.02% | 69.91% | 65.67% | 69.13% | 69.13% | 69.13% | [9 empty] | 0 | 14661.9004 | 32833.8035 | 32833.8035 | 32833.8035 | 34249.6073 | 34068.9305 | 28050.3791 | 32833.8035 | 32833.8035 | 32833.8035 | 69.13% | 69.13% | 69.13% | 70.02% | 69.91% | 65.67% | 69.13% | 69.13% | 69.13% | 13745.7304 | 28.21% | 13745.7304 | 28.21% | 5320.1574 | 5889.9184 | 12.09% | 31.86% | 1465.7984
0% | 0% | 0% | 2036 | 10 | 744 | 41193.4583 | 41193.4583 | 41193.4583 | 5643.9604 | 5643.9604 | 5643.9604 | 957.8748 | 2062.6103 | 597.9141 | 34463.9782 | 34463.9782 | 34463.9782 | 35370.1237 | 35370.1237 | 35370.1237 | 34463.9782 | 34463.9782 | 34463.9782 | 16939.615 | 17914.6681 | 10509.6827 | 52378.6462 | 52378.6462 | 52378.6462 | 52309.7386 | 53284.7917 | 45879.8064 | 49582.2991 | 52378.6462 | 52378.6462 | 52378.6462 | [8 empty] | 3395.12 | 118.17 | 3225.186 |  |  |  |  | 2037.955 |  | 357.2609 | 0 | 0 | 0 | 0 | 0 | 983.9677 | 0 | 16.5656 | 0 | 0 | 0 | 212.1802 |  | 97.1123 | 126.8803 | 459.1116 | 151.5507 | 151.107 | 670.5123 | 1443.8272 | 418.5399 | [5 empty] | 0 | [6 empty] | 13865.0467 | 38513.5995 | 38513.5995 | 38513.5995 | 38444.6919 | 39419.745 | 32014.7597 | 38513.5995 | 38513.5995 | 38513.5995 | 73.53% | 73.53% | 73.53% | 73.49% | 73.98% | 69.78% | 73.53% | 73.53% | 73.53% | [9 empty] | 0 | 13865.0467 | 38513.5995 | 38513.5995 | 38513.5995 | 38444.6919 | 39419.745 | 32014.7597 | 38513.5995 | 38513.5995 | 38513.5995 | 73.53% | 73.53% | 73.53% | 73.49% | 73.98% | 69.78% | 73.53% | 73.53% | 73.53% | 13194.5343 | 24.76% | 13194.5343 | 24.76% | 3999.5635 | 4418.1033 | 8.291% | 35.74% | 1206.5531
0% | 0% | 0% | 2036 | 11 | 721 | 43590.2567 | 43590.2567 | 43590.2567 | 5683.3944 | 5683.3944 | 5683.3944 | 391.151 | 842.273 | 244.558 | 37463.4677 | 37463.4677 | 37463.4677 | 37833.4949 | 37833.4949 | 37833.4949 | 37463.4677 | 37463.4677 | 37463.4677 | 23210.2167 | 27519.267 | 15146.2047 | 64982.7347 | 64982.7347 | 64982.7347 | 61043.7116 | 65352.7619 | 52979.6996 | 59166.2307 | 64982.7347 | 64982.7347 | 64982.7347 | [8 empty] | 3285.6 | 104.364 | 3268.374 |  |  |  |  | 1760 |  | 261.488 | 0 | 0 | 0 | 0 | 0 | 720.1899 | 0 | 19.8447 | 0 | 0 | 0 | 205.3357 |  | 59.8581 | 78.2065 | 282.9873 | 104.5309 | 116.2568 | 273.8057 | 589.5911 | 171.1906 | [5 empty] | 3.0642 | [6 empty] | 11304.6877 | 53678.047 | 53678.047 | 53678.047 | 49739.0239 | 54048.0742 | 41675.0119 | 53678.047 | 53678.047 | 53678.047 | 82.6% | 82.6% | 82.6% | 81.48% | 82.7% | 78.66% | 82.6% | 82.6% | 82.6% | [9 empty] | 0 | 11304.6877 | 53678.047 | 53678.047 | 53678.047 | 49739.0239 | 54048.0742 | 41675.0119 | 53678.047 | 53678.047 | 53678.047 | 82.6% | 82.6% | 82.6% | 81.48% | 82.7% | 78.66% | 82.6% | 82.6% | 82.6% | 11027.8178 | 16.87% | 11027.8178 | 16.87% | 2438.2892 | 2609.4798 | 3.993% | 40.51% | 558.5914
0% | 0% | 0% | 2036 | 12 | 744 | 49493.3172 | 49493.3172 | 49493.3172 | 5722.8285 | 5722.8285 | 5722.8285 | 248.3063 | 534.6827 | 155.4085 | 43488.9695 | 43488.9695 | 43488.9695 | 43723.8662 | 43723.8662 | 43723.8662 | 43488.9695 | 43488.9695 | 43488.9695 | 25314.9591 | 29410.1435 | 16426.8775 | 72899.113 | 72899.113 | 72899.113 | 69038.8252 | 73134.0097 | 60150.7436 | 66642.3766 | 72899.113 | 72899.113 | 72899.113 | [8 empty] | 3395.12 | 105.066 | 3218.847 |  |  |  |  | 2363 |  | 122.5357 | 0 | 0 | 0 | 0 | 0 | 337.4876 | 0 | 20.2832 | 0 | 0 | 0 | 212.1802 |  | 54.5393 | 70.901 | 257.8418 | 96.2418 | 102.3169 | 173.8144 | 374.2779 | 108.786 | [5 empty] | 4.9023 | [6 empty] | 11018.141 | 61880.972 | 61880.972 | 61880.972 | 58020.6842 | 62115.8687 | 49132.6027 | 61880.972 | 61880.972 | 61880.972 | 84.89% | 84.89% | 84.89% | 84.04% | 84.93% | 81.68% | 84.89% | 84.89% | 84.89% | [9 empty] | 0 | 11018.141 | 61880.972 | 61880.972 | 61880.972 | 58020.6842 | 62115.8687 | 49132.6027 | 61880.972 | 61880.972 | 61880.972 | 84.89% | 84.89% | 84.89% | 84.04% | 84.93% | 81.68% | 84.89% | 84.89% | 84.89% | 10839.4243 | 14.82% | 10839.4243 | 14.82% | 1648.6053 | 1757.3913 | 2.403% | 32.95% | 288.4553
0% | 0% | 0% | 2037 | 1 | 744 | 51202.1279 | 51202.1279 | 51202.1279 | 5762.545 | 5762.545 | 5762.545 | 350.7979 | 755.3798 | 219.6493 | 45041.8348 | 45041.8348 | 45041.8348 | 45373.6881 | 45373.6881 | 45373.6881 | 45041.8348 | 45041.8348 | 45041.8348 | 26351.1203 | 31343.8715 | 17347.312 | 76385.7063 | 76385.7063 | 76385.7063 | 71724.8084 | 76717.5596 | 62721.0001 | 69719.2799 | 76385.7063 | 76385.7063 | 76385.7063 | [8 empty] | 3395.12 | 98.514 | 3278.675 |  |  |  |  | 2225.224 |  | 172.7936 | 0 | 0 | 0 | 0 | 0 | 476.0699 | 0 | 22.5177 | 0 | 0 | 0 | 212.1802 |  | 77.1726 | 100.8285 | 364.844 | 124.7319 | 142.5647 | 245.5585 | 528.7659 | 153.7545 | [5 empty] | 2.5305 | [6 empty] | 11621.8454 | 64763.8608 | 64763.8608 | 64763.8608 | 60102.963 | 65095.7142 | 51099.1547 | 64763.8608 | 64763.8608 | 64763.8608 | 84.79% | 84.79% | 84.79% | 83.8% | 84.85% | 81.47% | 84.79% | 84.79% | 84.79% | [9 empty] | 0 | 11621.8454 | 64763.8608 | 64763.8608 | 64763.8608 | 60102.963 | 65095.7142 | 51099.1547 | 64763.8608 | 64763.8608 | 64763.8608 | 84.79% | 84.79% | 84.79% | 83.8% | 84.85% | 81.47% | 84.79% | 84.79% | 84.79% | 11373.7564 | 14.83% | 11373.7564 | 14.83% | 2222.4689 | 2376.2234 | 3.097% | 32.53% | 402.3623
0% | 0% | 0% | 2037 | 2 | 672 | 46295.7133 | 46295.7133 | 46295.7133 | 5802.2615 | 5802.2615 | 5802.2615 | 758.1276 | 1632.4908 | 474.7946 | 39633.8279 | 39633.8279 | 39633.8279 | 40351.0134 | 40351.0134 | 40351.0134 | 39633.8279 | 39633.8279 | 39633.8279 | 24648.6271 | 28230.6506 | 16021.3859 | 67864.4785 | 67864.4785 | 67864.4785 | 64999.6405 | 68581.664 | 56372.3993 | 62477.0317 | 67864.4785 | 67864.4785 | 67864.4785 | [8 empty] | 3066.56 | 92.898 | 3057.587 |  |  |  |  | 2225.224 |  | 215.1601 | 0 | 0 | 0 | 0 | 0 | 593.3404 | 0 | 19.2562 | 0 | 0 | 0 | 191.6466 |  | 96.0096 | 125.4397 | 453.8988 | 159.9848 | 172.5904 | 530.6893 | 1142.7435 | 332.3562 | [5 empty] | 3.1196 | [6 empty] | 12478.5044 | 55385.9742 | 55385.9742 | 55385.9742 | 52521.1361 | 56103.1597 | 43893.8949 | 55385.9742 | 55385.9742 | 55385.9742 | 81.61% | 81.61% | 81.61% | 80.8% | 81.8% | 77.86% | 81.61% | 81.61% | 81.61% | [9 empty] | 0 | 12478.5044 | 55385.9742 | 55385.9742 | 55385.9742 | 52521.1361 | 56103.1597 | 43893.8949 | 55385.9742 | 55385.9742 | 55385.9742 | 81.61% | 81.61% | 81.61% | 80.8% | 81.8% | 77.86% | 81.61% | 81.61% | 81.61% | 11944.6955 | 17.42% | 11944.6955 | 17.42% | 3170.0702 | 3502.4265 | 5.107% | 31.26% | 835.834
0% | 0% | 0% | 2037 | 3 | 743 | 48509.4665 | 48509.4665 | 48509.4665 | 5841.978 | 5841.978 | 5841.978 | 1050.2026 | 2261.4216 | 657.9129 | 41476.6273 | 41476.6273 | 41476.6273 | 42470.1146 | 42470.1146 | 42470.1146 | 41476.6273 | 41476.6273 | 41476.6273 | 22523.5222 | 25270.9836 | 14592.1688 | 66747.6109 | 66747.6109 | 66747.6109 | 64993.6368 | 67741.0982 | 57062.2834 | 62401.6908 | 66747.6109 | 66747.6109 | 66747.6109 | [8 empty] | 3395.12 | 87.516 | 3232.714 |  |  |  |  | 1660.8 |  | 413.5595 | 0 | 0 | 0 | 0 | 0 | 1140.4602 | 0 | 19.3972 | 0 | 0 | 0 | 212.1802 |  | 133.6216 | 174.5809 | 631.7144 | 211.7361 | 246.0568 | 735.1418 | 1582.9951 | 460.539 | [5 empty] | 13.1573 | [6 empty] | 14351.2902 | 52396.3207 | 52396.3207 | 52396.3207 | 50642.3466 | 53389.8079 | 42710.9932 | 52396.3207 | 52396.3207 | 52396.3207 | 78.5% | 78.5% | 78.5% | 77.92% | 78.81% | 74.85% | 78.5% | 78.5% | 78.5% | [9 empty] | 0 | 14351.2902 | 52396.3207 | 52396.3207 | 52396.3207 | 50642.3466 | 53389.8079 | 42710.9932 | 52396.3207 | 52396.3207 | 52396.3207 | 78.5% | 78.5% | 78.5% | 77.92% | 78.81% | 74.85% | 78.5% | 78.5% | 78.5% | 13602.9911 | 20.08% | 13602.9911 | 20.08% | 4766.3021 | 5226.8411 | 7.716% | 32.86% | 1217.0434
0% | 0% | 0% | 2037 | 4 | 720 | 40771.5955 | 40771.5955 | 40771.5955 | 5881.6945 | 5881.6945 | 5881.6945 | 1418.2287 | 3053.8992 | 888.9013 | 33281.5922 | 33281.5922 | 33281.5922 | 34623.2306 | 34623.2306 | 34623.2306 | 33281.5922 | 33281.5922 | 33281.5922 | 19341.3913 | 20387.8197 | 12266.6271 | 53669.4119 | 53669.4119 | 53669.4119 | 53964.6218 | 55011.0503 | 46889.8576 | 50950.4539 | 53669.4119 | 53669.4119 | 53669.4119 | [8 empty] | 3285.6 | 96.057 | 3017.966 |  |  |  |  | 853.7 |  | 522.2402 | 0 | 0 | 0 | 0 | 0 | 1440.1655 | 0 | 19.984 | 0 | 0 | 0 | 205.3357 |  | 142.69 | 186.4291 | 674.5867 | 234.4525 | 251.7482 | 992.7601 | 2137.7295 | 622.2309 | [5 empty] | 2.3726 | [6 empty] | 14686.048 | 38983.3639 | 38983.3639 | 38983.3639 | 39278.5739 | 40325.0023 | 32203.8097 | 38983.3639 | 38983.3639 | 38983.3639 | 72.64% | 72.64% | 72.64% | 72.79% | 73.3% | 68.68% | 72.64% | 72.64% | 72.64% | [9 empty] | 0 | 14686.048 | 38983.3639 | 38983.3639 | 38983.3639 | 39278.5739 | 40325.0023 | 32203.8097 | 38983.3639 | 38983.3639 | 38983.3639 | 72.64% | 72.64% | 72.64% | 72.79% | 73.3% | 68.68% | 72.64% | 72.64% | 72.64% | 13690.9153 | 24.89% | 13690.9153 | 24.89% | 5815.3614 | 6437.5923 | 11.7% | 35.35% | 1768.2345
0% | 0% | 0% | 2037 | 5 | 744 | 38868.156 | 38868.156 | 38868.156 | 5921.411 | 5921.411 | 5921.411 | 1750.7818 | 3769.9923 | 1097.9268 | 30961.1347 | 30961.1347 | 30961.1347 | 32617.367 | 32617.367 | 32617.367 | 30961.1347 | 30961.1347 | 30961.1347 | 15717.7455 | 15604.0414 | 9815.7213 | 46565.1761 | 46565.1761 | 46565.1761 | 48335.1125 | 48221.4083 | 42433.0882 | 45384.1003 | 46565.1761 | 46565.1761 | 46565.1761 | [8 empty] | 3395.12 | 109.161 | 3327.41 |  |  |  |  | 2416.243 |  | 524.4872 | 0 | 0 | 0 | 0 | 0 | 1446.362 | 0 | 12.7517 | 0 | 0 | 0 | 212.1802 |  | 164.3291 | 214.7013 | 776.8885 | 242.305 | 287.8996 | 1225.5473 | 2638.9946 | 768.5487 | [5 empty] | 0.014538 | [6 empty] | 17762.9437 | 28802.2324 | 28802.2324 | 28802.2324 | 30572.1688 | 30458.4647 | 24670.1445 | 28802.2324 | 28802.2324 | 28802.2324 | 61.85% | 61.85% | 61.85% | 63.25% | 63.16% | 58.14% | 61.85% | 61.85% | 61.85% | [9 empty] | 0 | 17762.9437 | 28802.2324 | 28802.2324 | 28802.2324 | 30572.1688 | 30458.4647 | 24670.1445 | 28802.2324 | 28802.2324 | 28802.2324 | 61.85% | 61.85% | 61.85% | 63.25% | 63.16% | 58.14% | 61.85% | 61.85% | 61.85% | 16537.3819 | 34.29% | 16537.3819 | 34.29% | 6520.8991 | 7289.4479 | 15.12% | 28.87% | 1782.7086
0% | 0% | 0% | 2037 | 6 | 720 | 41331.79 | 41331.79 | 41331.79 | 5961.1275 | 5961.1275 | 5961.1275 | 1630.7562 | 3511.5388 | 1023.7428 | 33520.8511 | 33520.8511 | 33520.8511 | 35063.5396 | 35063.5396 | 35063.5396 | 33520.8511 | 33520.8511 | 33520.8511 | 16496.8273 | 16772.6182 | 10561.9481 | 50293.4694 | 50293.4694 | 50293.4694 | 51560.367 | 51836.1579 | 45625.4878 | 48730.8228 | 50293.4694 | 50293.4694 | 50293.4694 | [8 empty] | 3285.6 | 128.934 | 3110.284 |  |  |  |  | 1366.578 |  | 557.4299 | 0 | 0 | 0 | 0 | 0 | 1537.207 | 0 | 11.7635 | 0 | 0 | 0 | 205.3357 |  | 159.7704 | 208.7453 | 755.3367 | 253.6279 | 280.3715 | 1141.5293 | 2458.0772 | 716.62 | [5 empty] | 2.1778 | [6 empty] | 16179.3881 | 34114.0813 | 34114.0813 | 34114.0813 | 35380.9789 | 35656.7698 | 29446.0997 | 34114.0813 | 34114.0813 | 34114.0813 | 67.83% | 67.83% | 67.83% | 68.62% | 68.79% | 64.54% | 67.83% | 67.83% | 67.83% | [9 empty] | 0 | 16179.3881 | 34114.0813 | 34114.0813 | 34114.0813 | 35380.9789 | 35656.7698 | 29446.0997 | 34114.0813 | 34114.0813 | 34114.0813 | 67.83% | 67.83% | 67.83% | 68.62% | 68.79% | 64.54% | 67.83% | 67.83% | 67.83% | 15035.681 | 29.01% | 15035.681 | 29.01% | 6427.665 | 7144.285 | 13.78% | 24.03% | 1382.3685
0% | 0% | 0% | 2037 | 7 | 744 | 47459.982 | 47459.982 | 47459.982 | 6000.844 | 6000.844 | 6000.844 | 1709.2251 | 3680.5075 | 1074.0744 | 39519.9959 | 39519.9959 | 39519.9959 | 41136.9157 | 41136.9157 | 41136.9157 | 39519.9959 | 39519.9959 | 39519.9959 | 17981.1349 | 19587.2404 | 11837.2523 | 59107.2363 | 59107.2363 | 59107.2363 | 59118.0506 | 60724.1561 | 52974.168 | 56849.162 | 59107.2363 | 59107.2363 | 59107.2363 | [8 empty] | 3395.12 | 118.521 | 3084.53 |  |  |  |  | 1570 |  | 539.8416 | 0 | 0 | 0 | 0 | 0 | 1488.7043 | 0 | 9.5734 | 0 | 0 | 0 | 212.1802 |  | 161.6168 | 211.1576 | 764.0656 | 262.0626 | 288.2684 | 1196.4576 | 2576.3552 | 751.8521 | [5 empty] | 2.1042 | [6 empty] | 16632.4105 | 42474.8258 | 42474.8258 | 42474.8258 | 42485.6401 | 44091.7456 | 36341.7575 | 42474.8258 | 42474.8258 | 42474.8258 | 71.86% | 71.86% | 71.86% | 71.87% | 72.61% | 68.6% | 71.86% | 71.86% | 71.86% | [9 empty] | 0 | 16632.4105 | 42474.8258 | 42474.8258 | 42474.8258 | 42485.6401 | 44091.7456 | 36341.7575 | 42474.8258 | 42474.8258 | 42474.8258 | 71.86% | 71.86% | 71.86% | 71.87% | 72.61% | 68.6% | 71.86% | 71.86% | 71.86% | 15433.8488 | 25.42% | 15433.8488 | 25.42% | 6513.8257 | 7265.6778 | 11.97% | 25.2% | 1519.6086
0% | 0% | 0% | 2037 | 8 | 744 | 45325.8962 | 45325.8962 | 45325.8962 | 6040.5605 | 6040.5605 | 6040.5605 | 1523.4197 | 3280.409 | 958.642 | 37556.5945 | 37556.5945 | 37556.5945 | 38997.7431 | 38997.7431 | 38997.7431 | 37556.5945 | 37556.5945 | 37556.5945 | 17260.0144 | 18233.5625 | 11282.3946 | 55790.157 | 55790.157 | 55790.157 | 56257.7576 | 57231.3056 | 50280.1377 | 53755.7217 | 55790.157 | 55790.157 | 55790.157 | [8 empty] | 3395.12 | 107.64 | 3021.928 |  |  |  |  | 2058.091 |  | 496.4341 | 0 | 0 | 0 | 0 | 0 | 1443.7081 | 0 | 11.1529 | 0 | 0 | 0 | 212.1802 |  | 153.3869 | 200.405 | 725.1579 | 248.7241 | 268.2286 | 1066.3938 | 2296.2863 | 671.0494 | [5 empty] | 16.869 | [6 empty] | 16392.7553 | 39397.4018 | 39397.4018 | 39397.4018 | 39865.0023 | 40838.5504 | 33887.3824 | 39397.4018 | 39397.4018 | 39397.4018 | 70.62% | 70.62% | 70.62% | 70.86% | 71.36% | 67.4% | 70.62% | 70.62% | 70.62% | [9 empty] | 0 | 16392.7553 | 39397.4018 | 39397.4018 | 39397.4018 | 39865.0023 | 40838.5504 | 33887.3824 | 39397.4018 | 39397.4018 | 39397.4018 | 70.62% | 70.62% | 70.62% | 70.86% | 71.36% | 67.4% | 70.62% | 70.62% | 70.62% | 15309.4925 | 26.75% | 15309.4925 | 26.75% | 6055.6642 | 6726.7135 | 11.75% | 28.52% | 1533.34
0% | 0% | 0% | 2037 | 9 | 720 | 39374.5019 | 39374.5019 | 39374.5019 | 6080.277 | 6080.277 | 6080.277 | 1305.6369 | 2811.4532 | 822.4091 | 31812.3751 | 31812.3751 | 31812.3751 | 33047.5021 | 33047.5021 | 33047.5021 | 31812.3751 | 31812.3751 | 31812.3751 | 16319.6705 | 16789.4073 | 10479.4956 | 48601.7824 | 48601.7824 | 48601.7824 | 49367.1727 | 49836.9095 | 43526.9978 | 46681.9536 | 48601.7824 | 48601.7824 | 48601.7824 | [8 empty] | 3285.6 | 102.375 | 2969.628 |  |  |  |  | 1516.482 |  | 461.905 | 0 | 0 | 0 | 0 | 0 | 1343.2921 | 0 | 13.3559 | 0 | 0 | 0 | 205.3357 |  | 122.4671 | 160.0073 | 578.9804 | 214.2274 | 220.237 | 913.9458 | 1968.0172 | 575.6864 | [5 empty] | 2.2242 | [6 empty] | 14653.7665 | 33948.016 | 33948.016 | 33948.016 | 34713.4062 | 35183.143 | 28873.2313 | 33948.016 | 33948.016 | 33948.016 | 69.85% | 69.85% | 69.85% | 70.32% | 70.6% | 66.33% | 69.85% | 69.85% | 69.85% | [9 empty] | 0 | 14653.7665 | 33948.016 | 33948.016 | 33948.016 | 34713.4062 | 35183.143 | 28873.2313 | 33948.016 | 33948.016 | 33948.016 | 69.85% | 69.85% | 69.85% | 70.32% | 70.6% | 66.33% | 69.85% | 69.85% | 69.85% | 13737.5965 | 27.57% | 13737.5965 | 27.57% | 5287.8251 | 5863.5115 | 11.77% | 31.86% | 1468.3147
0% | 0% | 0% | 2037 | 10 | 744 | 41376.9568 | 41376.9568 | 41376.9568 | 6119.9935 | 6119.9935 | 6119.9935 | 957.8748 | 2062.6103 | 603.9547 | 34169.6314 | 34169.6314 | 34169.6314 | 35075.7769 | 35075.7769 | 35075.7769 | 34169.6314 | 34169.6314 | 34169.6314 | 17741.1419 | 19490.4066 | 11715.6927 | 53660.038 | 53660.038 | 53660.038 | 52816.9188 | 54566.1835 | 46791.4696 | 50678.8265 | 53660.038 | 53660.038 | 53660.038 | [8 empty] | 3395.12 | 118.17 | 3225.186 |  |  |  |  | 1498.209 |  | 338.3475 | 0 | 0 | 0 | 0 | 0 | 983.9677 | 0 | 16.5656 | 0 | 0 | 0 | 212.1802 |  | 96.6267 | 126.2459 | 456.816 | 150.7929 | 150.3515 | 670.5123 | 1443.8272 | 422.7683 | [5 empty] | 0 | [6 empty] | 13305.6869 | 40354.351 | 40354.351 | 40354.351 | 39511.2319 | 41260.4966 | 33485.7827 | 40354.351 | 40354.351 | 40354.351 | 75.2% | 75.2% | 75.2% | 74.81% | 75.62% | 71.56% | 75.2% | 75.2% | 75.2% | [9 empty] | 0 | 13305.6869 | 40354.351 | 40354.351 | 40354.351 | 39511.2319 | 41260.4966 | 33485.7827 | 40354.351 | 40354.351 | 40354.351 | 75.2% | 75.2% | 75.2% | 74.81% | 75.62% | 71.56% | 75.2% | 75.2% | 75.2% | 12635.1746 | 23.16% | 12635.1746 | 23.16% | 3975.7213 | 4398.4896 | 8.061% | 35.74% | 1208.5673
0% | 0% | 0% | 2037 | 11 | 721 | 43783.5221 | 43783.5221 | 43783.5221 | 6159.71 | 6159.71 | 6159.71 | 391.151 | 842.273 | 246.9367 | 37179.7039 | 37179.7039 | 37179.7039 | 37549.7311 | 37549.7311 | 37549.7311 | 37179.7039 | 37179.7039 | 37179.7039 | 24275.6655 | 29801.5703 | 16786.499 | 66981.2742 | 66981.2742 | 66981.2742 | 61825.3966 | 67351.3014 | 54336.2301 | 60843.7657 | 66981.2742 | 66981.2742 | 66981.2742 | [8 empty] | 3285.6 | 104.364 | 3268.374 |  |  |  |  | 2037.955 |  | 231.9231 | 0 | 0 | 0 | 0 | 0 | 720.1899 | 0 | 19.8447 | 0 | 0 | 0 | 205.3357 |  | 59.5588 | 77.8155 | 281.5724 | 104.0083 | 115.6756 | 273.8057 | 589.5911 | 172.8557 | [5 empty] | 3.0642 | [6 empty] | 11551.5337 | 55429.7405 | 55429.7405 | 55429.7405 | 50273.8629 | 55799.7677 | 42784.6964 | 55429.7405 | 55429.7405 | 55429.7405 | 82.75% | 82.75% | 82.75% | 81.32% | 82.85% | 78.74% | 82.75% | 82.75% | 82.75% | [9 empty] | 0 | 11551.5337 | 55429.7405 | 55429.7405 | 55429.7405 | 50273.8629 | 55799.7677 | 42784.6964 | 55429.7405 | 55429.7405 | 55429.7405 | 82.75% | 82.75% | 82.75% | 81.32% | 82.85% | 78.74% | 82.75% | 82.75% | 82.75% | 11274.6637 | 16.74% | 11274.6637 | 16.74% | 2405.515 | 2578.3707 | 3.828% | 40.51% | 559.4905
0% | 0% | 0% | 2037 | 12 | 744 | 49714.9582 | 49714.9582 | 49714.9582 | 6199.4265 | 6199.4265 | 6199.4265 | 248.3063 | 534.6827 | 156.883 | 43233.5701 | 43233.5701 | 43233.5701 | 43468.4668 | 43468.4668 | 43468.4668 | 43233.5701 | 43233.5701 | 43233.5701 | 26449.1482 | 31854.04 | 18202.9167 | 75087.6101 | 75087.6101 | 75087.6101 | 69917.615 | 75322.5068 | 61671.3835 | 68496.9451 | 75087.6101 | 75087.6101 | 75087.6101 | [8 empty] | 3395.12 | 105.066 | 3218.847 |  |  |  |  | 1760 |  | 96.1235 | 0 | 0 | 0 | 0 | 0 | 337.4876 | 0 | 20.2832 | 0 | 0 | 0 | 212.1802 |  | 54.2666 | 70.5465 | 256.5526 | 95.7606 | 101.8053 | 173.8144 | 374.2779 | 109.8181 | [5 empty] | 4.9023 | [6 empty] | 10386.8517 | 64700.7583 | 64700.7583 | 64700.7583 | 59530.7633 | 64935.655 | 51284.5317 | 64700.7583 | 64700.7583 | 64700.7583 | 86.17% | 86.17% | 86.17% | 85.14% | 86.21% | 83.16% | 86.17% | 86.17% | 86.17% | [9 empty] | 0 | 10386.8517 | 64700.7583 | 64700.7583 | 64700.7583 | 59530.7633 | 64935.655 | 51284.5317 | 64700.7583 | 64700.7583 | 64700.7583 | 86.17% | 86.17% | 86.17% | 85.14% | 86.21% | 83.16% | 86.17% | 86.17% | 86.17% | 10208.135 | 13.55% | 10208.135 | 13.55% | 1619.2839 | 1729.102 | 2.296% | 32.95% | 288.9086
0% | 0% | 0% | 2038 | 1 | 744 | 51430.5671 | 51430.5671 | 51430.5671 | 6239.0443 | 6239.0443 | 6239.0443 | 350.7979 | 755.3798 | 221.7117 | 44793.1559 | 44793.1559 | 44793.1559 | 45125.0092 | 45125.0092 | 45125.0092 | 44793.1559 | 44793.1559 | 44793.1559 | 27513.2522 | 33897.8652 | 19177.0167 | 72306.4081 | 78691.0212 | 78691.0212 | 72638.2614 | 79022.8745 | 64302.0259 | 71662.4502 | 78691.0212 | 78691.0212 | 78691.0212 | [8 empty] | 3395.12 | 98.514 | 3278.675 | [6 empty] | 135.1592 | 0 | 0 | 0 | 0 | 0 | 476.0699 | 0 | 22.5177 | 0 | 0 | 0 | 212.1802 |  | 76.7867 | 100.3244 | 363.0198 | 124.1082 | 141.8519 | 245.5585 | 528.7659 | 155.1982 | [5 empty] | 2.5305 | [6 empty] | 9356.38 | 62950.0281 | 69334.6412 | 69334.6412 | 63281.8814 | 69666.4945 | 54945.6459 | 69334.6412 | 69334.6412 | 69334.6412 | 87.06% | 88.11% | 88.11% | 87.12% | 88.16% | 85.45% | 88.11% | 88.11% | 88.11% | [9 empty] | 0 | 9356.38 | 62950.0281 | 69334.6412 | 69334.6412 | 63281.8814 | 69666.4945 | 54945.6459 | 69334.6412 | 69334.6412 | 69334.6412 | 87.06% | 88.11% | 88.11% | 87.12% | 88.16% | 85.45% | 88.11% | 88.11% | 88.11% | 9108.291 | 11.53% | 9108.291 | 11.53% | 2180.7838 | 2335.982 | 2.956% | 32.53% | 402.9881
0% | 0% | 0% | 2038 | 2 | 672 | 46499.8596 | 46499.8596 | 46499.8596 | 6278.6621 | 6278.6621 | 6278.6621 | 758.1276 | 1632.4908 | 479.2298 | 39360.243 | 39360.243 | 39360.243 | 40077.4285 | 40077.4285 | 40077.4285 | 39360.243 | 39360.243 | 39360.243 | 25716.1045 | 30547.4951 | 17711.8751 | 65076.3475 | 69907.738 | 69907.738 | 65793.533 | 70624.9235 | 57789.3036 | 64207.1136 | 69907.738 | 69907.738 | 69907.738 | [8 empty] | 3066.56 | 92.898 | 3057.587 | [6 empty] | 168.2455 | 0 | 0 | 0 | 0 | 0 | 593.3404 | 0 | 19.2562 | 0 | 0 | 0 | 191.6466 |  | 95.5296 | 124.8125 | 451.6293 | 159.1849 | 171.7274 | 530.6893 | 1142.7435 | 335.4609 | [5 empty] | 3.1196 | [6 empty] | 10204.4307 | 54871.9168 | 59703.3073 | 59703.3073 | 55589.1023 | 60420.4928 | 47584.8729 | 59703.3073 | 59703.3073 | 59703.3073 | 84.32% | 85.4% | 85.4% | 84.49% | 85.55% | 82.34% | 85.4% | 85.4% | 85.4% | [9 empty] | 0 | 10204.4307 | 54871.9168 | 59703.3073 | 59703.3073 | 55589.1023 | 60420.4928 | 47584.8729 | 59703.3073 | 59703.3073 | 59703.3073 | 84.32% | 85.4% | 85.4% | 84.49% | 85.55% | 82.34% | 85.4% | 85.4% | 85.4% | 9670.6218 | 13.69% | 9670.6218 | 13.69% | 3118.116 | 3453.5768 | 4.89% | 31.26% | 837.1277
0% | 0% | 0% | 2038 | 3 | 743 | 48722.2306 | 48722.2306 | 48722.2306 | 6318.2799 | 6318.2799 | 6318.2799 | 1050.2026 | 2261.4216 | 664.0126 | 41211.2596 | 41211.2596 | 41211.2596 | 42204.7469 | 42204.7469 | 42204.7469 | 41211.2596 | 41211.2596 | 41211.2596 | 23482.559 | 27343.5415 | 16118.0235 | 64693.8186 | 68554.8012 | 68554.8012 | 65687.3059 | 69548.2884 | 58322.7704 | 63935.5294 | 68554.8012 | 68554.8012 | 68554.8012 | [8 empty] | 3395.12 | 87.516 | 3232.714 | [6 empty] | 323.3848 | 0 | 0 | 0 | 0 | 0 | 1140.4602 | 0 | 19.3972 | 0 | 0 | 0 | 212.1802 |  | 132.9535 | 173.708 | 628.5558 | 210.6775 | 244.8265 | 735.1418 | 1582.9951 | 464.8088 | [5 empty] | 13.1573 | [6 empty] | 12597.5968 | 52096.2218 | 55957.2044 | 55957.2044 | 53089.7091 | 56950.6916 | 45725.1736 | 55957.2044 | 55957.2044 | 55957.2044 | 80.53% | 81.62% | 81.62% | 80.82% | 81.89% | 78.4% | 81.62% | 81.62% | 81.62% | [9 empty] | 0 | 12597.5968 | 52096.2218 | 55957.2044 | 55957.2044 | 53089.7091 | 56950.6916 | 45725.1736 | 55957.2044 | 55957.2044 | 55957.2044 | 80.53% | 81.62% | 81.62% | 80.82% | 81.89% | 78.4% | 81.62% | 81.62% | 81.62% | 11849.2977 | 17.04% | 11849.2977 | 17.04% | 4669.1388 | 5133.9477 | 7.382% | 32.86% | 1218.9136
0% | 0% | 0% | 2038 | 4 | 720 | 40952.0797 | 40952.0797 | 40952.0797 | 6357.8978 | 6357.8978 | 6357.8978 | 1418.2287 | 3053.8992 | 897.0427 | 32983.4308 | 32983.4308 | 32983.4308 | 34325.0692 | 34325.0692 | 34325.0692 | 32983.4308 | 32983.4308 | 32983.4308 | 20146.243 | 22091.4795 | 13556.7334 | 53129.6737 | 55074.9102 | 55074.9102 | 54471.3121 | 56416.5486 | 47881.8025 | 52149.1756 | 55074.9102 | 55074.9102 | 55074.9102 | [8 empty] | 3285.6 | 96.057 | 3017.966 | [6 empty] | 408.3682 | 0 | 0 | 0 | 0 | 0 | 1440.1655 | 0 | 19.984 | 0 | 0 | 0 | 205.3357 |  | 141.9766 | 185.497 | 671.2137 | 233.2803 | 250.4895 | 992.7601 | 2137.7295 | 627.9299 | [5 empty] | 2.3726 | [6 empty] | 13716.7254 | 39412.9483 | 41358.1848 | 41358.1848 | 40754.5867 | 42699.8232 | 34165.0771 | 41358.1848 | 41358.1848 | 41358.1848 | 74.18% | 75.09% | 75.09% | 74.82% | 75.69% | 71.35% | 75.09% | 75.09% | 75.09% | [9 empty] | 0 | 13716.7254 | 39412.9483 | 41358.1848 | 41358.1848 | 40754.5867 | 42699.8232 | 34165.0771 | 41358.1848 | 41358.1848 | 41358.1848 | 74.18% | 75.09% | 75.09% | 74.82% | 75.69% | 71.35% | 75.09% | 75.09% | 75.09% | 12721.5928 | 22.55% | 12721.5928 | 22.55% | 5694.0399 | 6321.9698 | 11.21% | 35.35% | 1770.9198
0% | 0% | 0% | 2038 | 5 | 744 | 39040.1751 | 39040.1751 | 39040.1751 | 6397.5156 | 6397.5156 | 6397.5156 | 1750.7818 | 3769.9923 | 1107.8465 | 30654.0734 | 30654.0734 | 30654.0734 | 32310.3056 | 32310.3056 | 32310.3056 | 30654.0734 | 30654.0734 | 30654.0734 | 16356.2553 | 16928.9179 | 10845.2211 | 47010.3286 | 47582.9913 | 47582.9913 | 48666.5609 | 49239.2235 | 43155.5267 | 46197.3751 | 47582.9913 | 47582.9913 | 47582.9913 | [8 empty] | 3395.12 | 109.161 | 3327.41 | [6 empty] | 410.1253 | 0 | 0 | 0 | 0 | 0 | 1446.362 | 0 | 12.7517 | 0 | 0 | 0 | 212.1802 |  | 163.5075 | 213.6278 | 773.004 | 241.0935 | 286.4601 | 1225.5473 | 2638.9946 | 775.4926 | [5 empty] | 0.014538 | [6 empty] | 15230.8519 | 31779.4767 | 32352.1394 | 32352.1394 | 33435.7089 | 34008.3716 | 27924.6748 | 32352.1394 | 32352.1394 | 32352.1394 | 67.6% | 67.99% | 67.99% | 68.7% | 69.07% | 64.71% | 67.99% | 67.99% | 67.99% | [9 empty] | 0 | 15230.8519 | 31779.4767 | 32352.1394 | 32352.1394 | 33435.7089 | 34008.3716 | 27924.6748 | 32352.1394 | 32352.1394 | 32352.1394 | 67.6% | 67.99% | 67.99% | 68.7% | 69.07% | 64.71% | 67.99% | 67.99% | 67.99% | 14005.2901 | 28.44% | 14005.2901 | 28.44% | 6398.1066 | 7173.5991 | 14.57% | 28.87% | 1785.3804
0% | 0% | 0% | 2038 | 6 | 720 | 41515.5247 | 41515.5247 | 41515.5247 | 6437.1334 | 6437.1334 | 6437.1334 | 1630.7562 | 3511.5388 | 1032.7428 | 33225.88 | 33225.88 | 33225.88 | 34768.5685 | 34768.5685 | 34768.5685 | 33225.88 | 33225.88 | 33225.88 | 17168.5988 | 18167.2008 | 11635.7654 | 50394.4789 | 51393.0809 | 51393.0809 | 51937.1674 | 52935.7694 | 46404.3339 | 49670.0517 | 51393.0809 | 51393.0809 | 51393.0809 | [8 empty] | 3285.6 | 128.934 | 3110.284 | [6 empty] | 435.8849 | 0 | 0 | 0 | 0 | 0 | 1515.9617 | 0 | 11.7635 | 0 | 0 | 0 | 205.3357 |  | 158.9716 | 207.7015 | 751.5601 | 252.3597 | 278.9696 | 1141.5293 | 2458.0772 | 722.9199 | [5 empty] | 2.1778 | [6 empty] | 14668.0306 | 35726.4483 | 36725.0503 | 36725.0503 | 37269.1368 | 38267.7388 | 31736.3034 | 36725.0503 | 36725.0503 | 36725.0503 | 70.89% | 71.46% | 71.46% | 71.76% | 72.29% | 68.39% | 71.46% | 71.46% | 71.46% | [9 empty] | 0 | 14668.0306 | 35726.4483 | 36725.0503 | 36725.0503 | 37269.1368 | 38267.7388 | 31736.3034 | 36725.0503 | 36725.0503 | 36725.0503 | 70.89% | 71.46% | 71.46% | 71.76% | 72.29% | 68.39% | 71.46% | 71.46% | 71.46% | 13524.3235 | 25.55% | 13524.3235 | 25.55% | 6276.5855 | 6999.5055 | 13.22% | 24.03% | 1384.3862
0% | 0% | 0% | 2038 | 7 | 744 | 47671.7384 | 47671.7384 | 47671.7384 | 6476.7512 | 6476.7512 | 6476.7512 | 1709.2251 | 3680.5075 | 1083.2707 | 39253.0863 | 39253.0863 | 39253.0863 | 40870.006 | 40870.006 | 40870.006 | 39253.0863 | 39253.0863 | 39253.0863 | 18703.7165 | 21152.8869 | 13000.2611 | 57956.8028 | 60405.9731 | 60405.9731 | 59573.7226 | 62022.8929 | 53870.2671 | 57946.58 | 60405.9731 | 60405.9731 | 60405.9731 | [8 empty] | 3395.12 | 118.521 | 3084.53 | [6 empty] | 422.1317 | 0 | 0 | 0 | 0 | 0 | 1468.1293 | 0 | 9.5734 | 0 | 0 | 0 | 212.1802 |  | 160.8087 | 210.1018 | 760.2453 | 260.7523 | 286.827 | 1196.4576 | 2576.3552 | 758.2895 | [5 empty] | 2.1042 | [6 empty] | 14922.1273 | 43034.6755 | 45483.8458 | 45483.8458 | 44651.5953 | 47100.7656 | 38948.1398 | 45483.8458 | 45483.8458 | 45483.8458 | 74.25% | 75.3% | 75.3% | 74.95% | 75.94% | 72.3% | 75.3% | 75.3% | 75.3% | [9 empty] | 0 | 14922.1273 | 43034.6755 | 45483.8458 | 45483.8458 | 44651.5953 | 47100.7656 | 38948.1398 | 45483.8458 | 45483.8458 | 45483.8458 | 74.25% | 75.3% | 75.3% | 74.95% | 75.94% | 72.3% | 75.3% | 75.3% | 75.3% | 13723.5655 | 22.13% | 13723.5655 | 22.13% | 6367.105 | 7125.3945 | 11.49% | 25.2% | 1521.7706
0% | 0% | 0% | 2038 | 8 | 744 | 45527.8965 | 45527.8965 | 45527.8965 | 6516.369 | 6516.369 | 6516.369 | 1523.4197 | 3280.409 | 988.0368 | 37273.9679 | 37273.9679 | 37273.9679 | 38715.1165 | 38715.1165 | 38715.1165 | 37273.9679 | 37273.9679 | 37273.9679 | 17937.3204 | 19696.8762 | 12381.0799 | 55211.2882 | 56970.844 | 56970.844 | 56652.4369 | 58411.9926 | 51096.1964 | 54754.0945 | 56970.844 | 56970.844 | 56970.844 | [8 empty] | 3395.12 | 107.64 | 3021.928 | [6 empty] | 408.9734 | 0 | 0 | 0 | 0 | 0 | 1423.7551 | 0 | 11.1529 | 0 | 0 | 0 | 212.1802 |  | 152.62 | 199.403 | 721.5321 | 247.4805 | 266.8874 | 1066.3938 | 2296.2863 | 691.6257 | [5 empty] | 16.869 | [6 empty] | 14239.8474 | 40971.4409 | 42730.9966 | 42730.9966 | 42412.5895 | 44172.1453 | 36856.349 | 42730.9966 | 42730.9966 | 42730.9966 | 74.21% | 75.01% | 75.01% | 74.86% | 75.62% | 72.13% | 75.01% | 75.01% | 75.01% | [9 empty] | 0 | 14239.8474 | 40971.4409 | 42730.9966 | 42730.9966 | 42412.5895 | 44172.1453 | 36856.349 | 42730.9966 | 42730.9966 | 42730.9966 | 74.21% | 75.01% | 75.01% | 74.86% | 75.62% | 72.13% | 75.01% | 75.01% | 75.01% | 13156.5847 | 22.52% | 13156.5847 | 22.52% | 5940.2709 | 6631.8967 | 11.35% | 28.52% | 1541.1617
0% | 0% | 0% | 2038 | 9 | 720 | 39549.9526 | 39549.9526 | 39549.9526 | 6555.9868 | 6555.9868 | 6555.9868 | 1305.6369 | 2811.4532 | 847.4225 | 31504.612 | 31504.612 | 31504.612 | 32739.7391 | 32739.7391 | 32739.7391 | 31504.612 | 31504.612 | 31504.612 | 16928.6939 | 18140.3416 | 11494.8441 | 48433.306 | 49644.9536 | 49644.9536 | 49668.433 | 50880.0806 | 44234.5831 | 47557.3319 | 49644.9536 | 49644.9536 | 49644.9536 | [8 empty] | 3285.6 | 102.375 | 2969.628 | [6 empty] | 380.5275 | 0 | 0 | 0 | 0 | 0 | 1324.7268 | 0 | 13.3559 | 0 | 0 | 0 | 205.3357 |  | 121.8548 | 159.2073 | 576.0855 | 213.1563 | 219.1358 | 913.9458 | 1968.0172 | 593.1957 | [5 empty] | 2.2242 | [6 empty] | 13048.3715 | 35384.9344 | 36596.582 | 36596.582 | 36620.0614 | 37831.7091 | 31186.2116 | 36596.582 | 36596.582 | 36596.582 | 73.06% | 73.72% | 73.72% | 73.73% | 74.35% | 70.5% | 73.72% | 73.72% | 73.72% | [9 empty] | 0 | 13048.3715 | 35384.9344 | 36596.582 | 36596.582 | 36620.0614 | 37831.7091 | 31186.2116 | 36596.582 | 36596.582 | 36596.582 | 73.06% | 73.72% | 73.72% | 73.73% | 74.35% | 70.5% | 73.72% | 73.72% | 73.72% | 12132.2015 | 23.84% | 12132.2015 | 23.84% | 5181.4028 | 5774.5985 | 11.35% | 31.86% | 1475.7501
0% | 0% | 0% | 2038 | 10 | 744 | 41560.4553 | 41560.4553 | 41560.4553 | 6595.6046 | 6595.6046 | 6595.6046 | 957.8748 | 2062.6103 | 622.1735 | 33872.0531 | 33872.0531 | 33872.0531 | 34778.1986 | 34778.1986 | 34778.1986 | 33872.0531 | 33872.0531 | 33872.0531 | 18397.1349 | 20999.5399 | 12814.1506 | 52269.1881 | 54871.593 | 54871.593 | 53175.3336 | 55777.7385 | 47592.3493 | 51685.0439 | 54871.593 | 54871.593 | 54871.593 | [8 empty] | 3395.12 | 118.17 | 3225.186 | [6 empty] | 240.8267 | 0 | 0 | 0 | 0 | 0 | 970.3686 | 0 | 16.5656 | 0 | 0 | 0 | 212.1802 |  | 96.1436 | 125.6147 | 454.532 | 150.039 | 149.5997 | 670.5123 | 1443.8272 | 435.5214 | [5 empty] | 0 | [6 empty] | 11704.207 | 40564.9811 | 43167.3861 | 43167.3861 | 41471.1266 | 44073.5316 | 35888.1423 | 43167.3861 | 43167.3861 | 43167.3861 | 77.61% | 78.67% | 78.67% | 77.99% | 79.02% | 75.41% | 78.67% | 78.67% | 78.67% | [9 empty] | 0 | 11704.207 | 40564.9811 | 43167.3861 | 43167.3861 | 41471.1266 | 44073.5316 | 35888.1423 | 43167.3861 | 43167.3861 | 43167.3861 | 77.61% | 78.67% | 78.67% | 77.99% | 79.02% | 75.41% | 78.67% | 78.67% | 78.67% | 11033.6946 | 19.78% | 11033.6946 | 19.78% | 3859.6972 | 4295.2186 | 7.701% | 35.74% | 1214.6423
0% | 0% | 0% | 2038 | 11 | 721 | 43976.7875 | 43976.7875 | 43976.7875 | 6635.2224 | 6635.2224 | 6635.2224 | 391.151 | 842.273 | 254.3079 | 36895.2455 | 36895.2455 | 36895.2455 | 37265.2727 | 37265.2727 | 37265.2727 | 36895.2455 | 36895.2455 | 36895.2455 | 25178.3226 | 31983.9504 | 18296.9631 | 62073.5681 | 68879.1959 | 68879.1959 | 62443.5953 | 69249.2231 | 55562.2358 | 62405.7294 | 68879.1959 | 68879.1959 | 68879.1959 | [8 empty] | 0 | 104.364 | 3268.374 | [6 empty] | 176.2669 | 0 | 0 | 0 | 0 | 0 | 710.2364 | 0 | 19.8447 | 0 | 0 | 0 | 205.3357 |  | 59.261 | 77.4264 | 280.1645 | 103.4882 | 115.0972 | 273.8057 | 589.5911 | 178.0155 | [5 empty] | 3.0642 | [6 empty] | 6164.3357 | 55909.2324 | 62714.8602 | 62714.8602 | 56279.2596 | 63084.8874 | 49397.9001 | 62714.8602 | 62714.8602 | 62714.8602 | 90.07% | 91.05% | 91.05% | 90.13% | 91.1% | 88.91% | 91.05% | 91.05% | 91.05% | [9 empty] | 0 | 6164.3357 | 55909.2324 | 62714.8602 | 62714.8602 | 56279.2596 | 63084.8874 | 49397.9001 | 62714.8602 | 62714.8602 | 62714.8602 | 90.07% | 91.05% | 91.05% | 90.13% | 91.1% | 88.91% | 91.05% | 91.05% | 91.05% | 5887.4658 | 8.502% | 5887.4658 | 8.502% | 2336.7122 | 2514.7278 | 3.631% | 40.51% | 562.2764
0% | 0% | 0% | 2038 | 12 | 744 | 49936.5991 | 49936.5991 | 49936.5991 | 6674.8403 | 6674.8403 | 6674.8403 | 248.3063 | 534.6827 | 161.5346 | 42978.4018 | 42978.4018 | 42978.4018 | 43213.2985 | 43213.2985 | 43213.2985 | 42978.4018 | 42978.4018 | 42978.4018 | 27409.7148 | 34185.3429 | 19825.2423 | 70388.1166 | 77163.7447 | 77163.7447 | 70623.0133 | 77398.6414 | 63038.5408 | 70218.5911 | 77163.7447 | 77163.7447 | 77163.7447 | [8 empty] | 0 | 105.066 | 3218.847 | [6 empty] | 75.9369 | 0 | 0 | 0 | 0 | 0 | 332.8232 | 0 | 20.2832 | 0 | 0 | 0 | 212.1802 |  | 53.9952 | 70.1938 | 255.2698 | 95.2818 | 101.2963 | 173.8144 | 374.2779 | 113.0742 | [5 empty] | 4.9023 | [6 empty] | 5207.2423 | 65180.8743 | 71956.5024 | 71956.5024 | 65415.771 | 72191.3991 | 57831.2985 | 71956.5024 | 71956.5024 | 71956.5024 | 92.6% | 93.25% | 93.25% | 92.63% | 93.27% | 91.74% | 93.25% | 93.25% | 93.25% | [9 empty] | 0 | 5207.2423 | 65180.8743 | 71956.5024 | 71956.5024 | 65415.771 | 72191.3991 | 57831.2985 | 71956.5024 | 71956.5024 | 71956.5024 | 92.6% | 93.25% | 93.25% | 92.63% | 93.27% | 91.74% | 93.25% | 93.25% | 93.25% | 5028.5256 | 6.497% | 5028.5256 | 6.497% | 1591.5384 | 1704.6126 | 2.202% | 32.95% | 290.3385
0% | 0% | 0% | 2039 | 1 | 744 | 51659.0062 | 51659.0062 | 51659.0062 | 6714.2149 | 6714.2149 | 6714.2149 | 350.7979 | 755.3798 | 228.2671 | 44544.4578 | 44544.4578 | 44544.4578 | 44876.3111 | 44876.3111 | 44876.3111 | 44544.4578 | 44544.4578 | 44544.4578 | 28502.1167 | 36326.2662 | 20852.601 | 80870.724 | 80870.724 | 80870.724 | 73378.4278 | 81202.5773 | 65728.9121 | 73465.7447 | 80870.724 | 80870.724 | 80870.724 | [8 empty] | 0 | 98.514 | 3278.675 | [6 empty] | 107.1188 | 0 | 0 | 0 | 0 | 0 | 469.4903 | 0 | 22.5177 | 0 | 0 | 0 | 212.1802 |  | 76.4028 | 99.8227 | 361.2047 | 123.4877 | 141.1426 | 245.5585 | 528.7659 | 159.787 | [12 empty] | 5924.6679 | 74946.0561 | 74946.0561 | 74946.0561 | 67453.7599 | 75277.9094 | 59804.2442 | 74946.0561 | 74946.0561 | 74946.0561 | 92.67% | 92.67% | 92.67% | 91.93% | 92.7% | 90.99% | 92.67% | 92.67% | 92.67% | [9 empty] | 0 | 5924.6679 | 74946.0561 | 74946.0561 | 74946.0561 | 67453.7599 | 75277.9094 | 59804.2442 | 74946.0561 | 74946.0561 | 74946.0561 | 92.67% | 92.67% | 92.67% | 91.93% | 92.7% | 90.99% | 92.67% | 92.67% | 92.67% | 5679.1094 | 6.994% | 5679.1094 | 6.994% | 2142.1334 | 2301.9204 | 2.835% | 32.53% | 404.9776
0% | 0% | 0% | 2039 | 2 | 672 | 46704.0058 | 46704.0058 | 46704.0058 | 6753.5896 | 6753.5896 | 6753.5896 | 758.1276 | 1632.4908 | 493.3801 | 39085.2167 | 39085.2167 | 39085.2167 | 39802.4022 | 39802.4022 | 39802.4022 | 39085.2167 | 39085.2167 | 39085.2167 | 26612.5375 | 32744.0706 | 19247.8373 | 71829.2873 | 71829.2873 | 71829.2873 | 66414.9397 | 72546.4728 | 59050.2395 | 65798.3561 | 71829.2873 | 71829.2873 | 71829.2873 | [8 empty] | 0 | 92.898 | 3057.587 | [6 empty] | 133.5055 | 0 | 0 | 0 | 0 | 0 | 585.14 | 0 | 19.2562 | 0 | 0 | 0 | 191.6466 |  | 95.0519 | 124.1885 | 449.3712 | 158.389 | 170.8688 | 530.6893 | 1142.7435 | 345.366 | [12 empty] | 7096.7015 | 64732.5858 | 64732.5858 | 64732.5858 | 59318.2382 | 65449.7713 | 51953.538 | 64732.5858 | 64732.5858 | 64732.5858 | 90.12% | 90.12% | 90.12% | 89.31% | 90.22% | 87.98% | 90.12% | 90.12% | 90.12% | [9 empty] | 0 | 7096.7015 | 64732.5858 | 64732.5858 | 64732.5858 | 59318.2382 | 65449.7713 | 51953.538 | 64732.5858 | 64732.5858 | 64732.5858 | 90.12% | 90.12% | 90.12% | 89.31% | 90.22% | 87.98% | 90.12% | 90.12% | 90.12% | 6566.0122 | 9.051% | 6566.0122 | 9.051% | 3070.1611 | 3415.5272 | 4.708% | 31.26% | 841.2553
0% | 0% | 0% | 2039 | 3 | 743 | 48934.9948 | 48934.9948 | 48934.9948 | 6792.9643 | 6792.9643 | 6792.9643 | 1050.2026 | 2261.4216 | 683.58 | 40943.4692 | 40943.4692 | 40943.4692 | 41936.9565 | 41936.9565 | 41936.9565 | 40943.4692 | 40943.4692 | 40943.4692 | 24282.6789 | 29303.3907 | 17497.883 | 70246.8599 | 70246.8599 | 70246.8599 | 66219.6354 | 71240.3471 | 59434.8394 | 65337.5933 | 70246.8599 | 70246.8599 | 70246.8599 | [8 empty] | 0 | 87.516 | 3232.714 | [6 empty] | 229.6321 | 0 | 0 | 0 | 0 | 0 | 1124.6982 | 0 | 19.3972 | 0 | 0 | 0 | 212.1802 |  | 132.2887 | 172.8395 | 625.413 | 209.6241 | 243.6024 | 735.1418 | 1582.9951 | 478.506 | [12 empty] | 9086.5484 | 61160.3115 | 61160.3115 | 61160.3115 | 57133.087 | 62153.7988 | 50348.2911 | 61160.3115 | 61160.3115 | 61160.3115 | 87.06% | 87.06% | 87.06% | 86.28% | 87.25% | 84.71% | 87.06% | 87.06% | 87.06% | [9 empty] | 0 | 9086.5484 | 61160.3115 | 61160.3115 | 61160.3115 | 57133.087 | 62153.7988 | 50348.2911 | 61160.3115 | 61160.3115 | 61160.3115 | 87.06% | 87.06% | 87.06% | 86.28% | 87.25% | 84.71% | 87.06% | 87.06% | 87.06% | 8351.4065 | 11.72% | 8351.4065 | 11.72% | 4552.6705 | 5031.1765 | 7.062% | 32.86% | 1224.9129
0% | 0% | 0% | 2039 | 4 | 720 | 41132.564 | 41132.564 | 41132.564 | 6832.339 | 6832.339 | 6832.339 | 1418.2287 | 3053.8992 | 923.3925 | 32681.5689 | 32681.5689 | 32681.5689 | 34023.2072 | 34023.2072 | 34023.2072 | 32681.5689 | 32681.5689 | 32681.5689 | 20806.4698 | 23700.0884 | 14709.4232 | 56381.6573 | 56381.6573 | 56381.6573 | 54829.677 | 57723.2956 | 48732.6304 | 53227.963 | 56381.6573 | 56381.6573 | 56381.6573 | [8 empty] | 0 | 96.057 | 3017.966 | [6 empty] | 289.9778 | 0 | 0 | 0 | 0 | 0 | 1420.2614 | 0 | 19.984 | 0 | 0 | 0 | 205.3357 |  | 141.2667 | 184.5695 | 667.8577 | 232.1139 | 249.237 | 992.7601 | 2137.7295 | 646.3748 | [12 empty] | 10301.491 | 46080.1663 | 46080.1663 | 46080.1663 | 44528.1861 | 47421.8046 | 38431.1394 | 46080.1663 | 46080.1663 | 46080.1663 | 81.73% | 81.73% | 81.73% | 81.21% | 82.15% | 78.86% | 81.73% | 81.73% | 81.73% | [9 empty] | 0 | 10301.491 | 46080.1663 | 46080.1663 | 46080.1663 | 44528.1861 | 47421.8046 | 38431.1394 | 46080.1663 | 46080.1663 | 46080.1663 | 81.73% | 81.73% | 81.73% | 81.21% | 82.15% | 78.86% | 81.73% | 81.73% | 81.73% | 9308.7309 | 16.13% | 9308.7309 | 16.13% | 5548.3331 | 6194.7079 | 10.73% | 35.35% | 1779.6107
0% | 0% | 0% | 2039 | 5 | 744 | 39212.1942 | 39212.1942 | 39212.1942 | 6871.7137 | 6871.7137 | 6871.7137 | 1750.7818 | 3769.9923 | 1140.2731 | 30342.1664 | 30342.1664 | 30342.1664 | 31998.3986 | 31998.3986 | 31998.3986 | 30342.1664 | 30342.1664 | 30342.1664 | 16873.4149 | 18179.1514 | 11754.9155 | 48521.3178 | 48521.3178 | 48521.3178 | 48871.8135 | 50177.55 | 43753.3141 | 46965.432 | 48521.3178 | 48521.3178 | 48521.3178 | [8 empty] | 0 | 109.161 | 3327.41 | [6 empty] | 291.2255 | 0 | 0 | 0 | 0 | 0 | 1426.3722 | 0 | 12.7517 | 0 | 0 | 0 | 212.1802 |  | 162.6899 | 212.5597 | 769.139 | 239.888 | 285.0278 | 1225.5473 | 2638.9946 | 798.1911 | [12 empty] | 11711.138 | 36810.1797 | 36810.1797 | 36810.1797 | 37160.6755 | 38466.4119 | 32042.1761 | 36810.1797 | 36810.1797 | 36810.1797 | 75.86% | 75.86% | 75.86% | 76.04% | 76.66% | 73.23% | 75.86% | 75.86% | 75.86% | [9 empty] | 0 | 11711.138 | 36810.1797 | 36810.1797 | 36810.1797 | 37160.6755 | 38466.4119 | 32042.1761 | 36810.1797 | 36810.1797 | 36810.1797 | 75.86% | 75.86% | 75.86% | 76.04% | 76.66% | 73.23% | 75.86% | 75.86% | 75.86% | 10485.5908 | 20.9% | 10485.5908 | 20.9% | 6250.8286 | 7049.0198 | 14.05% | 28.87% | 1794.1143
0% | 0% | 0% | 2039 | 6 | 720 | 41699.2595 | 41699.2595 | 41699.2595 | 6911.0884 | 6911.0884 | 6911.0884 | 1630.7562 | 3511.5388 | 1062.7595 | 32926.6547 | 32926.6547 | 32926.6547 | 34469.3432 | 34469.3432 | 34469.3432 | 32926.6547 | 32926.6547 | 32926.6547 | 17720.366 | 19480.8568 | 12589.4644 | 52407.5116 | 52407.5116 | 52407.5116 | 52189.7092 | 53950.2001 | 47058.8076 | 50504.5038 | 52407.5116 | 52407.5116 | 52407.5116 | [8 empty] | 0 | 128.934 | 3110.284 | [6 empty] | 309.5172 | 0 | 0 | 0 | 0 | 0 | 1503.2539 | 0 | 11.7635 | 0 | 0 | 0 | 205.3357 |  | 158.1767 | 206.663 | 747.8023 | 251.0979 | 277.5748 | 1141.5293 | 2458.0772 | 743.9317 | [12 empty] | 11253.9412 | 41153.5704 | 41153.5704 | 41153.5704 | 40935.768 | 42696.2589 | 35804.8665 | 41153.5704 | 41153.5704 | 41153.5704 | 78.53% | 78.53% | 78.53% | 78.44% | 79.14% | 76.09% | 78.53% | 78.53% | 78.53% | [9 empty] | 0 | 11253.9412 | 41153.5704 | 41153.5704 | 41153.5704 | 40935.768 | 42696.2589 | 35804.8665 | 41153.5704 | 41153.5704 | 41153.5704 | 78.53% | 78.53% | 78.53% | 78.44% | 79.14% | 76.09% | 78.53% | 78.53% | 78.53% | 10112.4118 | 18.74% | 10112.4118 | 18.74% | 6129.2621 | 6873.1938 | 12.74% | 24.03% | 1391.1157
0% | 0% | 0% | 2039 | 7 | 744 | 47883.4948 | 47883.4948 | 47883.4948 | 6950.4631 | 6950.4631 | 6950.4631 | 1709.2251 | 3680.5075 | 1114.5474 | 38981.7478 | 38981.7478 | 38981.7478 | 40598.6675 | 40598.6675 | 40598.6675 | 38981.7478 | 38981.7478 | 38981.7478 | 19304.3446 | 22619.7991 | 14042.8387 | 61601.5469 | 61601.5469 | 61601.5469 | 59903.0121 | 63218.4667 | 54641.5062 | 58929.9864 | 61601.5469 | 61601.5469 | 61601.5469 | [8 empty] | 0 | 118.521 | 3084.53 | [6 empty] | 267.9401 | 0 | 0 | 0 | 0 | 0 | 1455.8225 | 0 | 9.5734 | 0 | 0 | 0 | 212.1802 |  | 160.0047 | 209.0513 | 756.4441 | 259.4485 | 285.3929 | 1196.4576 | 2576.3552 | 780.1832 | [12 empty] | 11371.9047 | 50229.6422 | 50229.6422 | 50229.6422 | 48531.1075 | 51846.562 | 43269.6016 | 50229.6422 | 50229.6422 | 50229.6422 | 81.54% | 81.54% | 81.54% | 81.02% | 82.01% | 79.19% | 81.54% | 81.54% | 81.54% | [9 empty] | 0 | 11371.9047 | 50229.6422 | 50229.6422 | 50229.6422 | 48531.1075 | 51846.562 | 43269.6016 | 50229.6422 | 50229.6422 | 50229.6422 | 81.54% | 81.54% | 81.54% | 81.02% | 82.01% | 79.19% | 81.54% | 81.54% | 81.54% | 10175.4471 | 16.1% | 10175.4471 | 16.1% | 6192.2129 | 6972.3961 | 11.03% | 25.2% | 1529.1236
0% | 0% | 0% | 2039 | 8 | 744 | 45729.8968 | 45729.8968 | 45729.8968 | 6989.8378 | 6989.8378 | 6989.8378 | 1523.4197 | 3280.409 | 994.1934 | 37000.6524 | 37000.6524 | 37000.6524 | 38441.801 | 38441.801 | 38441.801 | 37000.6524 | 37000.6524 | 37000.6524 | 18496.7954 | 21066.4065 | 13359.0213 | 58067.0589 | 58067.0589 | 58067.0589 | 56938.5964 | 59508.2075 | 51800.8223 | 55654.5149 | 58067.0589 | 58067.0589 | 58067.0589 | [8 empty] | 0 | 107.64 | 3021.928 | [6 empty] | 231.4611 | 0 | 0 | 0 | 0 | 0 | 1411.8202 | 0 | 11.1529 | 0 | 0 | 0 | 212.1802 |  | 151.8569 | 198.406 | 717.9245 | 246.2431 | 265.553 | 1066.3938 | 2296.2863 | 695.9354 | [12 empty] | 10634.7813 | 47432.2776 | 47432.2776 | 47432.2776 | 46303.8151 | 48873.4262 | 41166.041 | 47432.2776 | 47432.2776 | 47432.2776 | 81.69% | 81.69% | 81.69% | 81.32% | 82.13% | 79.47% | 81.69% | 81.69% | 81.69% | [9 empty] | 0 | 10634.7813 | 47432.2776 | 47432.2776 | 47432.2776 | 46303.8151 | 48873.4262 | 41166.041 | 47432.2776 | 47432.2776 | 47432.2776 | 81.69% | 81.69% | 81.69% | 81.32% | 82.13% | 79.47% | 81.69% | 81.69% | 81.69% | 9568.3875 | 16.08% | 9568.3875 | 16.08% | 5742.8841 | 6438.8195 | 10.82% | 28.52% | 1542.7999
0% | 0% | 0% | 2039 | 9 | 720 | 39725.4034 | 39725.4034 | 39725.4034 | 7029.2124 | 7029.2124 | 7029.2124 | 1305.6369 | 2811.4532 | 852.5593 | 31205.2961 | 31205.2961 | 31205.2961 | 32440.4231 | 32440.4231 | 32440.4231 | 31205.2961 | 31205.2961 | 31205.2961 | 17424.0454 | 19401.6464 | 12389.1357 | 50606.9425 | 50606.9425 | 50606.9425 | 49864.4686 | 51842.0695 | 44829.5588 | 48335.8142 | 50606.9425 | 50606.9425 | 50606.9425 | [8 empty] | 0 | 102.375 | 2969.628 | [6 empty] | 156.9293 | 0 | 0 | 0 | 0 | 0 | 1313.6221 | 0 | 13.3559 | 0 | 0 | 0 | 205.3357 |  | 121.2455 | 158.4113 | 573.2051 | 212.0905 | 218.0401 | 913.9458 | 1968.0172 | 596.7915 | [12 empty] | 9522.9929 | 41083.9496 | 41083.9496 | 41083.9496 | 40341.4756 | 42319.0766 | 35306.5659 | 41083.9496 | 41083.9496 | 41083.9496 | 81.18% | 81.18% | 81.18% | 80.9% | 81.63% | 78.76% | 81.18% | 81.18% | 81.18% | [9 empty] | 0 | 9522.9929 | 41083.9496 | 41083.9496 | 41083.9496 | 40341.4756 | 42319.0766 | 35306.5659 | 41083.9496 | 41083.9496 | 41083.9496 | 81.18% | 81.18% | 81.18% | 80.9% | 81.63% | 78.76% | 81.18% | 81.18% | 81.18% | 8609.0471 | 16.61% | 8609.0471 | 16.61% | 4940.2526 | 5537.0441 | 10.68% | 31.86% | 1477.2771
0% | 0% | 0% | 2039 | 10 | 744 | 41743.9538 | 41743.9538 | 41743.9538 | 7068.5871 | 7068.5871 | 7068.5871 | 957.8748 | 2062.6103 | 625.8392 | 33581.4694 | 33581.4694 | 33581.4694 | 34487.6149 | 34487.6149 | 34487.6149 | 33581.4694 | 33581.4694 | 33581.4694 | 18936.2143 | 22399.5045 | 13791.2388 | 55980.9739 | 55980.9739 | 55980.9739 | 53423.8292 | 56887.1194 | 48278.8538 | 52582.9866 | 55980.9739 | 55980.9739 | 55980.9739 | [8 empty] | 0 | 118.17 | 3225.186 | [6 empty] | 95.1019 | 0 | 0 | 0 | 0 | 0 | 962.2343 | 0 | 16.5656 | 0 | 0 | 0 | 212.1802 |  | 95.6628 | 124.9866 | 452.2593 | 149.2888 | 148.8517 | 670.5123 | 1443.8272 | 438.0874 | [12 empty] | 8152.9142 | 47828.0597 | 47828.0597 | 47828.0597 | 45270.9151 | 48734.2052 | 40125.9396 | 47828.0597 | 47828.0597 | 47828.0597 | 85.44% | 85.44% | 85.44% | 84.74% | 85.67% | 83.11% | 85.44% | 85.44% | 85.44% | [9 empty] | 0 | 8152.9142 | 47828.0597 | 47828.0597 | 47828.0597 | 45270.9151 | 48734.2052 | 40125.9396 | 47828.0597 | 47828.0597 | 47828.0597 | 85.44% | 85.44% | 85.44% | 84.74% | 85.67% | 83.11% | 85.44% | 85.44% | 85.44% | 7482.4018 | 13.15% | 7482.4018 | 13.15% | 3700.9584 | 4139.0458 | 7.276% | 35.74% | 1215.8647
0% | 0% | 0% | 2039 | 11 | 721 | 44170.0529 | 44170.0529 | 44170.0529 | 7107.9618 | 7107.9618 | 7107.9618 | 391.151 | 842.273 | 255.7514 | 36615.3384 | 36615.3384 | 36615.3384 | 36985.3657 | 36985.3657 | 36985.3657 | 36615.3384 | 36615.3384 | 36615.3384 | 25931.9621 | 33987.3957 | 19667.4923 | 70602.7342 | 70602.7342 | 70602.7342 | 62917.3277 | 70972.7614 | 56652.8579 | 63812.8096 | 70602.7342 | 70602.7342 | 70602.7342 | [8 empty] | 0 | 104.364 | 3268.374 | [6 empty] | 51.2574 | 0 | 0 | 0 | 0 | 0 | 704.2827 | 0 | 19.8447 | 0 | 0 | 0 | 205.3357 |  | 58.9647 | 77.0393 | 278.7637 | 102.9708 | 114.5217 | 273.8057 | 589.5911 | 179.026 | [12 empty] | 6028.1416 | 64574.5926 | 64574.5926 | 64574.5926 | 56889.1862 | 64944.6198 | 50624.7163 | 64574.5926 | 64574.5926 | 64574.5926 | 91.46% | 91.46% | 91.46% | 90.42% | 91.51% | 89.36% | 91.46% | 91.46% | 91.46% | [9 empty] | 0 | 6028.1416 | 64574.5926 | 64574.5926 | 64574.5926 | 56889.1862 | 64944.6198 | 50624.7163 | 64574.5926 | 64574.5926 | 64574.5926 | 91.46% | 91.46% | 91.46% | 90.42% | 91.51% | 89.36% | 91.46% | 91.46% | 91.46% | 5754.3359 | 8.108% | 5754.3359 | 8.108% | 2202.5719 | 2381.5979 | 3.356% | 40.51% | 562.8219
0% | 0% | 0% | 2039 | 12 | 744 | 50158.2401 | 50158.2401 | 50158.2401 | 7147.3365 | 7147.3365 | 7147.3365 | 248.3063 | 534.6827 | 162.4294 | 42727.2781 | 42727.2781 | 42727.2781 | 42962.1748 | 42962.1748 | 42962.1748 | 42727.2781 | 42727.2781 | 42727.2781 | 28207.2545 | 36321.0465 | 21288.9739 | 79048.3245 | 79048.3245 | 79048.3245 | 71169.4292 | 79283.2212 | 64251.1487 | 71767.185 | 79048.3245 | 79048.3245 | 79048.3245 | [8 empty] | 0 | 105.066 | 3218.847 | [6 empty] | 17.7037 | 0 | 0 | 0 | 0 | 0 | 330.0333 | 0 | 20.2832 | 0 | 0 | 0 | 212.1802 |  | 53.7253 | 69.8428 | 253.9935 | 94.8054 | 100.7898 | 173.8144 | 374.2779 | 113.7006 | [12 empty] | 5139.0631 | 73909.2615 | 73909.2615 | 73909.2615 | 66030.3662 | 74144.1582 | 59112.0857 | 73909.2615 | 73909.2615 | 73909.2615 | 93.5% | 93.5% | 93.5% | 92.78% | 93.52% | 92% | 93.5% | 93.5% | 93.5% | [9 empty] | 0 | 5139.0631 | 73909.2615 | 73909.2615 | 73909.2615 | 66030.3662 | 74144.1582 | 59112.0857 | 73909.2615 | 73909.2615 | 73909.2615 | 93.5% | 93.5% | 93.5% | 92.78% | 93.52% | 92% | 93.5% | 93.5% | 93.5% | 4965.2487 | 6.263% | 4965.2487 | 6.263% | 1527.6351 | 1641.3357 | 2.07% | 32.95% | 290.6135
0% | 0% | 0% | 2040 | 1 | 744 | 51887.4454 | 51887.4454 | 51887.4454 | 7187.1836 | 7187.1836 | 7187.1836 | 350.7979 | 755.3798 | 229.5186 | 44299.5528 | 44299.5528 | 44299.5528 | 44631.4061 | 44631.4061 | 44631.4061 | 44299.5528 | 44299.5528 | 44299.5528 | 29327.8377 | 38518.0878 | 22366.5928 | 82817.6406 | 82817.6406 | 82817.6406 | 73959.2438 | 83149.494 | 66997.999 | 75073.7465 | 82817.6406 | 82817.6406 | 82817.6406 | [8 empty] | 0 | 98.514 | 3278.675 | [6 empty] | 16.3552 | 0 | 0 | 0 | 0 | 0 | 465.5547 | 0 | 22.5177 | 0 | 0 | 0 | 212.1802 |  | 76.0207 | 99.3236 | 359.3987 | 122.8703 | 140.4369 | 245.5585 | 528.7659 | 160.663 | [12 empty] | 5826.8345 | 76990.8062 | 76990.8062 | 76990.8062 | 68132.4093 | 77322.6595 | 61171.1645 | 76990.8062 | 76990.8062 | 76990.8062 | 92.96% | 92.96% | 92.96% | 92.12% | 92.99% | 91.3% | 92.96% | 92.96% | 92.96% | [9 empty] | 0 | 5826.8345 | 76990.8062 | 76990.8062 | 76990.8062 | 68132.4093 | 77322.6595 | 61171.1645 | 76990.8062 | 76990.8062 | 76990.8062 | 92.96% | 92.96% | 92.96% | 92.12% | 92.99% | 91.3% | 92.96% | 92.96% | 92.96% | 5581.276 | 6.712% | 5581.276 | 6.712% | 2043.4239 | 2204.087 | 2.651% | 32.53% | 405.3574
0% | 0% | 0% | 2040 | 2 | 696 | 46908.1521 | 46908.1521 | 46908.1521 | 7227.0307 | 7227.0307 | 7227.0307 | 785.2036 | 1690.794 | 513.7883 | 38784.1856 | 38784.1856 | 38784.1856 | 39526.9848 | 39526.9848 | 39526.9848 | 38784.1856 | 38784.1856 | 38784.1856 | 27358.6519 | 34709.7199 | 20619.2085 | 73493.9054 | 73493.9054 | 73493.9054 | 66885.6367 | 74236.7047 | 60146.1934 | 67191.449 | 73493.9054 | 73493.9054 | 73493.9054 | [8 empty] | 0 | 92.898 | 3057.587 | [6 empty] | 14.5588 | 0 | 0 | 0 | 0 | 0 | 580.235 | 0 | 19.2562 | 0 | 0 | 0 | 191.6466 |  | 94.5767 | 123.5675 | 447.1243 | 157.597 | 170.0144 | 549.6425 | 1183.5558 | 359.6518 | [12 empty] | 7041.9117 | 66451.9937 | 66451.9937 | 66451.9937 | 59843.725 | 67194.793 | 53104.2816 | 66451.9937 | 66451.9937 | 66451.9937 | 90.42% | 90.42% | 90.42% | 89.47% | 90.51% | 88.29% | 90.42% | 90.42% | 90.42% | [9 empty] | 0 | 7041.9117 | 66451.9937 | 66451.9937 | 66451.9937 | 59843.725 | 67194.793 | 53104.2816 | 66451.9937 | 66451.9937 | 66451.9937 | 90.42% | 90.42% | 90.42% | 89.47% | 90.51% | 88.29% | 90.42% | 90.42% | 90.42% | 6492.2692 | 8.745% | 6492.2692 | 8.745% | 2982.1324 | 3341.7842 | 4.502% | 31.26% | 872.1133
0% | 0% | 0% | 2040 | 3 | 743 | 49147.7589 | 49147.7589 | 49147.7589 | 7266.8779 | 7266.8779 | 7266.8779 | 1050.2026 | 2261.4216 | 687.2816 | 40681.2093 | 40681.2093 | 40681.2093 | 41674.6966 | 41674.6966 | 41674.6966 | 40681.2093 | 40681.2093 | 40681.2093 | 24949.2291 | 31041.5617 | 18719.8215 | 71722.7711 | 71722.7711 | 71722.7711 | 66623.9257 | 72716.2583 | 60394.5181 | 66555.3882 | 71722.7711 | 71722.7711 | 71722.7711 | [8 empty] | 0 | 87.516 | 3232.714 | [6 empty] | 27.9835 | 0 | 0 | 0 | 0 | 0 | 1115.2703 | 0 | 19.3972 | 0 | 0 | 0 | 212.1802 |  | 131.6273 | 171.9753 | 622.286 | 208.576 | 242.3844 | 735.1418 | 1582.9951 | 481.0971 | [12 empty] | 8871.1441 | 62851.6269 | 62851.6269 | 62851.6269 | 57752.7815 | 63845.1142 | 51523.374 | 62851.6269 | 62851.6269 | 62851.6269 | 87.63% | 87.63% | 87.63% | 86.68% | 87.8% | 85.31% | 87.63% | 87.63% | 87.63% | [9 empty] | 0 | 8871.1441 | 62851.6269 | 62851.6269 | 62851.6269 | 57752.7815 | 63845.1142 | 51523.374 | 62851.6269 | 62851.6269 | 62851.6269 | 87.63% | 87.63% | 87.63% | 86.68% | 87.8% | 85.31% | 87.63% | 87.63% | 87.63% | 8136.0023 | 11.19% | 8136.0023 | 11.19% | 4334.6752 | 4815.7723 | 6.623% | 32.86% | 1226.0478
0% | 0% | 0% | 2040 | 4 | 720 | 41313.0483 | 41313.0483 | 41313.0483 | 7306.725 | 7306.725 | 7306.725 | 1418.2287 | 3053.8992 | 928.3331 | 32386.185 | 32386.185 | 32386.185 | 33727.8233 | 33727.8233 | 33727.8233 | 32386.185 | 32386.185 | 32386.185 | 21354.0018 | 25126.7476 | 15711.2081 | 57512.9326 | 57512.9326 | 57512.9326 | 55081.8252 | 58854.571 | 49439.0315 | 54146.8012 | 57512.9326 | 57512.9326 | 57512.9326 | [8 empty] | 0 | 96.057 | 3017.966 | [6 empty] | 35.3374 | 0 | 0 | 0 | 0 | 0 | 1408.3558 | 0 | 19.984 | 0 | 0 | 0 | 205.3357 |  | 140.5603 | 183.6467 | 664.5184 | 230.9533 | 247.9909 | 992.7601 | 2137.7295 | 649.8332 | [12 empty] | 10031.0281 | 47481.9045 | 47481.9045 | 47481.9045 | 45050.7971 | 48823.5428 | 39408.0033 | 47481.9045 | 47481.9045 | 47481.9045 | 82.56% | 82.56% | 82.56% | 81.79% | 82.96% | 79.71% | 82.56% | 82.56% | 82.56% | [9 empty] | 0 | 10031.0281 | 47481.9045 | 47481.9045 | 47481.9045 | 45050.7971 | 48823.5428 | 39408.0033 | 47481.9045 | 47481.9045 | 47481.9045 | 82.56% | 82.56% | 82.56% | 81.79% | 82.96% | 79.71% | 82.56% | 82.56% | 82.56% | 9038.268 | 15.36% | 9038.268 | 15.36% | 5274.4119 | 5924.245 | 10.07% | 35.35% | 1781.2403
0% | 0% | 0% | 2040 | 5 | 744 | 39384.2133 | 39384.2133 | 39384.2133 | 7346.5721 | 7346.5721 | 7346.5721 | 1750.7818 | 3769.9923 | 1146.2928 | 30037.5211 | 30037.5211 | 30037.5211 | 31693.7533 | 31693.7533 | 31693.7533 | 30037.5211 | 30037.5211 | 30037.5211 | 17301.8146 | 19292.1803 | 12531.0818 | 49329.7014 | 49329.7014 | 49329.7014 | 48995.568 | 50985.9336 | 44224.8352 | 47605.3844 | 49329.7014 | 49329.7014 | 49329.7014 | [8 empty] | 0 | 109.161 | 3327.41 | [6 empty] | 25.3247 | 0 | 0 | 0 | 0 | 0 | 1414.4154 | 0 | 12.7517 | 0 | 0 | 0 | 212.1802 |  | 161.8765 | 211.4969 | 765.2933 | 238.6886 | 283.6026 | 1225.5473 | 2638.9946 | 802.4049 | [12 empty] | 11429.1477 | 37900.5537 | 37900.5537 | 37900.5537 | 37566.4203 | 39556.786 | 32795.6875 | 37900.5537 | 37900.5537 | 37900.5537 | 76.83% | 76.83% | 76.83% | 76.67% | 77.58% | 74.16% | 76.83% | 76.83% | 76.83% | [9 empty] | 0 | 11429.1477 | 37900.5537 | 37900.5537 | 37900.5537 | 37566.4203 | 39556.786 | 32795.6875 | 37900.5537 | 37900.5537 | 37900.5537 | 76.83% | 76.83% | 76.83% | 76.67% | 77.58% | 74.16% | 76.83% | 76.83% | 76.83% | 10203.6004 | 20.01% | 10203.6004 | 20.01% | 5964.6245 | 6767.0294 | 13.27% | 28.87% | 1795.7357
0% | 0% | 0% | 2040 | 6 | 720 | 41882.9942 | 41882.9942 | 41882.9942 | 7386.4193 | 7386.4193 | 7386.4193 | 1630.7562 | 3511.5388 | 1068.2211 | 32633.4201 | 32633.4201 | 32633.4201 | 34176.1086 | 34176.1086 | 34176.1086 | 32633.4201 | 32633.4201 | 32633.4201 | 18184.8848 | 20637.2619 | 13407.3287 | 53270.682 | 53270.682 | 53270.682 | 52360.9935 | 54813.3705 | 47583.4373 | 51198.4039 | 53270.682 | 53270.682 | 53270.682 | [8 empty] | 0 | 128.934 | 3110.284 | [6 empty] | 26.9153 | 0 | 0 | 0 | 0 | 0 | 1503.2539 | 0 | 11.7635 | 0 | 0 | 0 | 205.3357 |  | 157.3858 | 205.6297 | 744.0632 | 249.8424 | 276.1869 | 1141.5293 | 2458.0772 | 747.7547 | [12 empty] | 10966.9558 | 42303.7262 | 42303.7262 | 42303.7262 | 41394.0377 | 43846.4147 | 36616.4815 | 42303.7262 | 42303.7262 | 42303.7262 | 79.41% | 79.41% | 79.41% | 79.06% | 79.99% | 76.95% | 79.41% | 79.41% | 79.41% | [9 empty] | 0 | 10966.9558 | 42303.7262 | 42303.7262 | 42303.7262 | 41394.0377 | 43846.4147 | 36616.4815 | 42303.7262 | 42303.7262 | 42303.7262 | 79.41% | 79.41% | 79.41% | 79.06% | 79.99% | 76.95% | 79.41% | 79.41% | 79.41% | 9825.4265 | 17.93% | 9825.4265 | 17.93% | 5838.4537 | 6586.2085 | 12.02% | 24.03% | 1392.3401
0% | 0% | 0% | 2040 | 7 | 744 | 48095.2512 | 48095.2512 | 48095.2512 | 7426.2664 | 7426.2664 | 7426.2664 | 1709.2251 | 3680.5075 | 1120.1281 | 38716.0266 | 38716.0266 | 38716.0266 | 40332.9464 | 40332.9464 | 40332.9464 | 38716.0266 | 38716.0266 | 38716.0266 | 19814.2238 | 23873.9122 | 14947.2751 | 62589.9388 | 62589.9388 | 62589.9388 | 60147.1702 | 64206.8586 | 55280.2215 | 59743.5401 | 62589.9388 | 62589.9388 | 62589.9388 | [8 empty] | 0 | 118.521 | 3084.53 | [6 empty] | 26.0661 | 0 | 0 | 0 | 0 | 0 | 1455.8225 | 0 | 9.5734 | 0 | 0 | 0 | 194.9204 |  | 159.2047 | 208.006 | 752.6619 | 258.1513 | 283.9659 | 1196.4576 | 2576.3552 | 784.0897 | [12 empty] | 11108.3257 | 51481.6132 | 51481.6132 | 51481.6132 | 49038.8446 | 53098.533 | 44171.8959 | 51481.6132 | 51481.6132 | 51481.6132 | 82.25% | 82.25% | 82.25% | 81.53% | 82.7% | 79.91% | 82.25% | 82.25% | 82.25% | [9 empty] | 0 | 11108.3257 | 51481.6132 | 51481.6132 | 51481.6132 | 49038.8446 | 53098.533 | 44171.8959 | 51481.6132 | 51481.6132 | 51481.6132 | 82.25% | 82.25% | 82.25% | 81.53% | 82.7% | 79.91% | 82.25% | 82.25% | 82.25% | 9911.8681 | 15.44% | 9911.8681 | 15.44% | 5924.7274 | 6708.8171 | 10.45% | 25.2% | 1530.4356
0% | 0% | 0% | 2040 | 8 | 744 | 45931.8971 | 45931.8971 | 45931.8971 | 7466.1135 | 7466.1135 | 7466.1135 | 1523.4197 | 3280.409 | 1020.481 | 36718.4907 | 36718.4907 | 36718.4907 | 38159.6393 | 38159.6393 | 38159.6393 | 36718.4907 | 36718.4907 | 36718.4907 | 18972.5614 | 22236.4342 | 14196.5149 | 58954.9249 | 58954.9249 | 58954.9249 | 57132.2007 | 60396.0735 | 52356.1542 | 56376.1138 | 58954.9249 | 58954.9249 | 58954.9249 | [8 empty] | 0 | 107.64 | 3021.928 | [6 empty] | 0 | 0 | 0 | 0 | 0 | 0 | 1385.0335 | 0 | 11.1529 | 0 | 0 | 0 | 194.9204 |  | 151.0976 | 197.414 | 714.3349 | 245.0119 | 264.2252 | 1066.3938 | 2296.2863 | 714.3367 | [12 empty] | 10369.7751 | 48585.1497 | 48585.1497 | 48585.1497 | 46762.4256 | 50026.2984 | 41986.379 | 48585.1497 | 48585.1497 | 48585.1497 | 82.41% | 82.41% | 82.41% | 81.85% | 82.83% | 80.19% | 82.41% | 82.41% | 82.41% | [9 empty] | 0 | 10369.7751 | 48585.1497 | 48585.1497 | 48585.1497 | 46762.4256 | 50026.2984 | 41986.379 | 48585.1497 | 48585.1497 | 48585.1497 | 82.41% | 82.41% | 82.41% | 81.85% | 82.83% | 80.19% | 82.41% | 82.41% | 82.41% | 9303.3814 | 15.4% | 9303.3814 | 15.4% | 5459.4767 | 6173.8134 | 10.22% | 28.52% | 1549.7948
0% | 0% | 0% | 2040 | 9 | 720 | 39900.8541 | 39900.8541 | 39900.8541 | 7505.9606 | 7505.9606 | 7505.9606 | 1305.6369 | 2811.4532 | 874.9801 | 30897.2724 | 30897.2724 | 30897.2724 | 32132.3995 | 32132.3995 | 32132.3995 | 30897.2724 | 30897.2724 | 30897.2724 | 17841.9915 | 20475.0598 | 13140.673 | 51372.3322 | 51372.3322 | 51372.3322 | 49974.391 | 52607.4592 | 45273.0724 | 48940.2658 | 51372.3322 | 51372.3322 | 51372.3322 | [8 empty] | 0 | 102.375 | 2969.628 | [6 empty] | 0 | 0 | 0 | 0 | 0 | 0 | 1288.6985 | 0 | 13.3559 | 0 | 0 | 0 | 188.6327 |  | 120.6393 | 157.6192 | 570.3391 | 211.0301 | 216.9499 | 913.9458 | 1968.0172 | 612.4861 | [12 empty] | 9333.7167 | 42038.6155 | 42038.6155 | 42038.6155 | 40640.6743 | 43273.7426 | 35939.3558 | 42038.6155 | 42038.6155 | 42038.6155 | 81.83% | 81.83% | 81.83% | 81.32% | 82.26% | 79.38% | 81.83% | 81.83% | 81.83% | [9 empty] | 0 | 9333.7167 | 42038.6155 | 42038.6155 | 42038.6155 | 40640.6743 | 43273.7426 | 35939.3558 | 42038.6155 | 42038.6155 | 42038.6155 | 81.83% | 81.83% | 81.83% | 81.32% | 82.26% | 79.38% | 81.83% | 81.83% | 81.83% | 8419.7709 | 16% | 8419.7709 | 16% | 4735.2818 | 5347.7679 | 10.17% | 31.86% | 1483.9419
0% | 0% | 0% | 2040 | 10 | 744 | 41927.4523 | 41927.4523 | 41927.4523 | 7545.8078 | 7545.8078 | 7545.8078 | 957.8748 | 2062.6103 | 642.2079 | 33282.8367 | 33282.8367 | 33282.8367 | 34188.9822 | 34188.9822 | 34188.9822 | 33282.8367 | 33282.8367 | 33282.8367 | 19394.8105 | 23548.3723 | 14623.2662 | 56831.209 | 56831.209 | 56831.209 | 53583.7927 | 57737.3545 | 48812.2484 | 53274.8015 | 56831.209 | 56831.209 | 56831.209 | [8 empty] | 0 | 118.17 | 3225.186 | [6 empty] | 0 | 0 | 0 | 0 | 0 | 0 | 943.9777 | 0 | 16.5656 | 0 | 0 | 0 | 194.9204 |  | 95.1845 | 124.3617 | 449.998 | 148.5423 | 148.1074 | 670.5123 | 1443.8272 | 449.5455 | [12 empty] | 8028.8988 | 48802.3102 | 48802.3102 | 48802.3102 | 45554.8939 | 49708.4557 | 40783.3497 | 48802.3102 | 48802.3102 | 48802.3102 | 85.87% | 85.87% | 85.87% | 85.02% | 86.09% | 83.55% | 85.87% | 85.87% | 85.87% | [9 empty] | 0 | 8028.8988 | 48802.3102 | 48802.3102 | 48802.3102 | 45554.8939 | 49708.4557 | 40783.3497 | 48802.3102 | 48802.3102 | 48802.3102 | 85.87% | 85.87% | 85.87% | 85.02% | 86.09% | 83.55% | 85.87% | 85.87% | 85.87% | 7358.3864 | 12.74% | 7358.3864 | 12.74% | 3565.4849 | 4015.0304 | 6.954% | 35.74% | 1221.3228
0% | 0% | 0% | 2040 | 11 | 721 | 44363.3183 | 44363.3183 | 44363.3183 | 7585.6549 | 7585.6549 | 7585.6549 | 391.151 | 842.273 | 262.3941 | 36328.918 | 36328.918 | 36328.918 | 36698.9452 | 36698.9452 | 36698.9452 | 36328.918 | 36328.918 | 36328.918 | 26579.0049 | 35528.318 | 20868.549 | 71857.236 | 71857.236 | 71857.236 | 63277.9501 | 72227.2632 | 57567.4942 | 64897.3787 | 71857.236 | 71857.236 | 71857.236 | [8 empty] | 0 | 104.364 | 3268.374 | [6 empty] | 0 | 0 | 0 | 0 | 0 | 0 | 690.9203 | 0 | 19.8447 | 0 | 0 | 0 | 188.6327 |  | 58.6699 | 76.6541 | 277.3699 | 102.4559 | 113.9491 | 273.8057 | 589.5911 | 183.6758 | [12 empty] | 5948.3072 | 65908.9288 | 65908.9288 | 65908.9288 | 57329.6429 | 66278.956 | 51619.1869 | 65908.9288 | 65908.9288 | 65908.9288 | 91.72% | 91.72% | 91.72% | 90.6% | 91.76% | 89.67% | 91.72% | 91.72% | 91.72% | [9 empty] | 0 | 5948.3072 | 65908.9288 | 65908.9288 | 65908.9288 | 57329.6429 | 66278.956 | 51619.1869 | 65908.9288 | 65908.9288 | 65908.9288 | 91.72% | 91.72% | 91.72% | 90.6% | 91.76% | 89.67% | 91.72% | 91.72% | 91.72% | 5674.5015 | 7.856% | 5674.5015 | 7.856% | 2118.0877 | 2301.7635 | 3.187% | 40.51% | 565.3325
0% | 0% | 0% | 2040 | 12 | 744 | 50379.881 | 50379.881 | 50379.881 | 7625.502 | 7625.502 | 7625.502 | 248.3063 | 534.6827 | 166.6294 | 42469.4935 | 42469.4935 | 42469.4935 | 42704.3902 | 42704.3902 | 42704.3902 | 42469.4935 | 42469.4935 | 42469.4935 | 28893.5491 | 37951.9192 | 22558.1295 | 80421.4127 | 80421.4127 | 80421.4127 | 71597.9393 | 80656.3094 | 65262.5197 | 72959.4146 | 80421.4127 | 80421.4127 | 80421.4127 | [8 empty] | 0 | 105.066 | 3218.847 | [6 empty] | 0 | 0 | 0 | 0 | 0 | 0 | 323.7715 | 0 | 20.2832 | 0 | 0 | 0 | 194.9204 |  | 53.4566 | 69.4936 | 252.7235 | 94.3313 | 100.2858 | 173.8144 | 374.2779 | 116.6406 | [12 empty] | 5097.912 | 75323.5007 | 75323.5007 | 75323.5007 | 66500.0273 | 75558.3974 | 60164.6077 | 75323.5007 | 75323.5007 | 75323.5007 | 93.66% | 93.66% | 93.66% | 92.88% | 93.68% | 92.19% | 93.66% | 93.66% | 93.66% | [9 empty] | 0 | 5097.912 | 75323.5007 | 75323.5007 | 75323.5007 | 66500.0273 | 75558.3974 | 60164.6077 | 75323.5007 | 75323.5007 | 75323.5007 | 93.66% | 93.66% | 93.66% | 92.88% | 93.68% | 92.19% | 93.66% | 93.66% | 93.66% | 4924.0976 | 6.105% | 4924.0976 | 6.105% | 1483.544 | 1600.1846 | 1.984% | 32.95% | 291.9046
0% | 0% | 0% | 2041 | 1 | 744 | 52115.8845 | 52115.8845 | 52115.8845 | 7665.3073 | 7665.3073 | 7665.3073 | 350.7979 | 755.3798 | 235.4424 | 44048.0912 | 44048.0912 | 44048.0912 | 44379.9445 | 44379.9445 | 44379.9445 | 44048.0912 | 44048.0912 | 44048.0912 | 30040.4696 | 40187.0028 | 23689.0582 | 84235.094 | 84235.094 | 84235.094 | 74420.4141 | 84566.9473 | 68069.0026 | 76317.975 | 84235.094 | 84235.094 | 84235.094 | [8 empty] | 0 | 98.514 | 3278.675 | [6 empty] | 0 | 0 | 0 | 0 | 0 | 0 | 456.7217 | 0 | 22.5177 | 0 | 0 | 0 | 194.9204 |  | 75.6406 | 98.827 | 357.6017 | 122.2559 | 139.7347 | 245.5585 | 528.7659 | 164.8097 | [12 empty] | 5784.5428 | 78450.5511 | 78450.5511 | 78450.5511 | 68635.8712 | 78782.4044 | 62284.4598 | 78450.5511 | 78450.5511 | 78450.5511 | 93.13% | 93.13% | 93.13% | 92.23% | 93.16% | 91.5% | 93.13% | 93.13% | 93.13% | [9 empty] | 0 | 5784.5428 | 78450.5511 | 78450.5511 | 78450.5511 | 68635.8712 | 78782.4044 | 62284.4598 | 78450.5511 | 78450.5511 | 78450.5511 | 93.13% | 93.13% | 93.13% | 92.23% | 93.16% | 91.5% | 93.13% | 93.13% | 93.13% | 5538.9843 | 6.55% | 5538.9843 | 6.55% | 1996.9856 | 2161.7953 | 2.556% | 32.53% | 407.1552
0% | 0% | 0% | 2041 | 2 | 672 | 47112.2984 | 47112.2984 | 47112.2984 | 7705.1126 | 7705.1126 | 7705.1126 | 758.1276 | 1632.4908 | 508.8634 | 38537.3412 | 38537.3412 | 38537.3412 | 39254.5267 | 39254.5267 | 39254.5267 | 38537.3412 | 38537.3412 | 38537.3412 | 28002.7598 | 36248.314 | 21802.0879 | 74785.6552 | 74785.6552 | 74785.6552 | 67257.2865 | 75502.8407 | 61056.6147 | 68279.7277 | 74785.6552 | 74785.6552 | 74785.6552 | [8 empty] | 0 | 92.898 | 3057.587 | [6 empty] | 0 | 0 | 0 | 0 | 0 | 0 | 569.2261 | 0 | 18.2797 | 0 | 0 | 0 | 176.0571 |  | 94.1038 | 122.9497 | 444.8887 | 156.8091 | 169.1644 | 530.6893 | 1142.7435 | 356.2044 | [12 empty] | 6931.6008 | 67854.0544 | 67854.0544 | 67854.0544 | 60325.6857 | 68571.2399 | 54125.0139 | 67854.0544 | 67854.0544 | 67854.0544 | 90.73% | 90.73% | 90.73% | 89.69% | 90.82% | 88.65% | 90.73% | 90.73% | 90.73% | [9 empty] | 0 | 6931.6008 | 67854.0544 | 67854.0544 | 67854.0544 | 60325.6857 | 68571.2399 | 54125.0139 | 67854.0544 | 67854.0544 | 67854.0544 | 90.73% | 90.73% | 90.73% | 89.69% | 90.82% | 88.65% | 90.73% | 90.73% | 90.73% | 6400.9115 | 8.478% | 6400.9115 | 8.478% | 2894.2221 | 3250.4265 | 4.305% | 31.26% | 845.7718
0% | 0% | 0% | 2041 | 3 | 743 | 49360.5231 | 49360.5231 | 49360.5231 | 7744.9179 | 7744.9179 | 7744.9179 | 1050.2026 | 2261.4216 | 704.9808 | 40410.6236 | 40410.6236 | 40410.6236 | 41404.1109 | 41404.1109 | 41404.1109 | 40410.6236 | 40410.6236 | 40410.6236 | 25525.9383 | 32427.9375 | 19766.8484 | 72838.5612 | 72838.5612 | 72838.5612 | 66930.0492 | 73832.0484 | 61170.9593 | 67501.5039 | 72838.5612 | 72838.5612 | 72838.5612 | [8 empty] | 0 | 87.516 | 3232.714 | [6 empty] | 0 | 0 | 0 | 0 | 0 | 0 | 1094.1101 | 0 | 18.4135 | 0 | 0 | 0 | 194.9204 |  | 130.9691 | 171.1154 | 619.1745 | 207.5331 | 241.1725 | 735.1418 | 1582.9951 | 493.4866 | [12 empty] | 8809.2622 | 64029.299 | 64029.299 | 64029.299 | 58120.787 | 65022.7862 | 52361.6971 | 64029.299 | 64029.299 | 64029.299 | 87.91% | 87.91% | 87.91% | 86.84% | 88.07% | 85.6% | 87.91% | 87.91% | 87.91% | [9 empty] | 0 | 8809.2622 | 64029.299 | 64029.299 | 64029.299 | 58120.787 | 65022.7862 | 52361.6971 | 64029.299 | 64029.299 | 64029.299 | 87.91% | 87.91% | 87.91% | 86.84% | 88.07% | 85.6% | 87.91% | 87.91% | 87.91% | 8074.1204 | 10.94% | 8074.1204 | 10.94% | 4260.4038 | 4753.8904 | 6.439% | 32.86% | 1231.4743
0% | 0% | 0% | 2041 | 4 | 720 | 41493.5325 | 41493.5325 | 41493.5325 | 7784.7233 | 7784.7233 | 7784.7233 | 1418.2287 | 3053.8992 | 952.1894 | 32081.5141 | 32081.5141 | 32081.5141 | 33423.1525 | 33423.1525 | 33423.1525 | 32081.5141 | 32081.5141 | 32081.5141 | 21828.5014 | 26306.2642 | 16551.6268 | 58387.7783 | 58387.7783 | 58387.7783 | 55251.6538 | 59729.4167 | 49974.7792 | 54852.098 | 58387.7783 | 58387.7783 | 58387.7783 | [8 empty] | 0 | 96.057 | 3017.966 | [6 empty] | 0 | 0 | 0 | 0 | 0 | 0 | 1381.6349 | 0 | 18.9706 | 0 | 0 | 0 | 132.1765 |  | 139.8575 | 182.7284 | 661.1958 | 229.7985 | 246.7509 | 992.7601 | 2137.7295 | 666.5326 | [12 empty] | 9904.1583 | 48483.62 | 48483.62 | 48483.62 | 45347.4956 | 49825.2584 | 40070.621 | 48483.62 | 48483.62 | 48483.62 | 83.04% | 83.04% | 83.04% | 82.07% | 83.42% | 80.18% | 83.04% | 83.04% | 83.04% | [9 empty] | 0 | 9904.1583 | 48483.62 | 48483.62 | 48483.62 | 45347.4956 | 49825.2584 | 40070.621 | 48483.62 | 48483.62 | 48483.62 | 83.04% | 83.04% | 83.04% | 82.07% | 83.42% | 80.18% | 83.04% | 83.04% | 83.04% | 8911.3982 | 14.92% | 8911.3982 | 14.92% | 5130.8426 | 5797.3752 | 9.706% | 35.35% | 1789.1089
0% | 0% | 0% | 2041 | 5 | 744 | 39556.2324 | 39556.2324 | 39556.2324 | 7824.5286 | 7824.5286 | 7824.5286 | 1750.7818 | 3769.9923 | 1175.6812 | 29722.7672 | 29722.7672 | 29722.7672 | 31378.9995 | 31378.9995 | 31378.9995 | 29722.7672 | 29722.7672 | 29722.7672 | 17674.7131 | 20242.6292 | 13169.3741 | 49965.3965 | 49965.3965 | 49965.3965 | 49053.7126 | 51621.6287 | 44548.3735 | 48085.0011 | 49965.3965 | 49965.3965 | 49965.3965 | [8 empty] | 0 | 109.161 | 3327.41 | [6 empty] | 0 | 0 | 0 | 0 | 0 | 0 | 1356.2583 | 0 | 12.105 | 0 | 0 | 0 | 136.5824 |  | 161.0671 | 210.4394 | 761.4669 | 237.4951 | 282.1846 | 1225.5473 | 2638.9946 | 822.9769 | [12 empty] | 11281.6885 | 38683.7079 | 38683.7079 | 38683.7079 | 37772.024 | 40339.9402 | 33266.685 | 38683.7079 | 38683.7079 | 38683.7079 | 77.42% | 77.42% | 77.42% | 77% | 78.15% | 74.68% | 77.42% | 77.42% | 77.42% | [9 empty] | 0 | 11281.6885 | 38683.7079 | 38683.7079 | 38683.7079 | 37772.024 | 40339.9402 | 33266.685 | 38683.7079 | 38683.7079 | 38683.7079 | 77.42% | 77.42% | 77.42% | 77% | 78.15% | 74.68% | 77.42% | 77.42% | 77.42% | 10056.1413 | 19.48% | 10056.1413 | 19.48% | 5796.5934 | 6619.5703 | 12.82% | 28.87% | 1803.6513
0% | 0% | 0% | 2041 | 6 | 720 | 42066.7289 | 42066.7289 | 42066.7289 | 7864.3339 | 7864.3339 | 7864.3339 | 1630.7562 | 3511.5388 | 1095.4814 | 32331.0621 | 32331.0621 | 32331.0621 | 33873.7506 | 33873.7506 | 33873.7506 | 32331.0621 | 32331.0621 | 32331.0621 | 18594.0706 | 21626.4537 | 14089.65 | 53957.5159 | 53957.5159 | 53957.5159 | 52467.8212 | 55500.2044 | 47963.4006 | 51731.8025 | 53957.5159 | 53957.5159 | 53957.5159 | [8 empty] | 0 | 128.934 | 3110.284 | [6 empty] | 0 | 0 | 0 | 0 | 0 | 0 | 1441.444 | 0 | 11.167 | 0 | 0 | 0 | 132.1765 |  | 156.5989 | 204.6016 | 740.3429 | 248.5932 | 274.806 | 1141.5293 | 2458.0772 | 766.837 | [12 empty] | 10815.3915 | 43142.1244 | 43142.1244 | 43142.1244 | 41652.4297 | 44684.8129 | 37148.0091 | 43142.1244 | 43142.1244 | 43142.1244 | 79.96% | 79.96% | 79.96% | 79.39% | 80.51% | 77.45% | 79.96% | 79.96% | 79.96% | [9 empty] | 0 | 10815.3915 | 43142.1244 | 43142.1244 | 43142.1244 | 41652.4297 | 44684.8129 | 37148.0091 | 43142.1244 | 43142.1244 | 43142.1244 | 79.96% | 79.96% | 79.96% | 79.39% | 80.51% | 77.45% | 79.96% | 79.96% | 79.96% | 9673.8622 | 17.43% | 9673.8622 | 17.43% | 5667.8072 | 6434.6442 | 11.59% | 24.03% | 1398.4516
0% | 0% | 0% | 2041 | 7 | 744 | 48307.0076 | 48307.0076 | 48307.0076 | 7904.1392 | 7904.1392 | 7904.1392 | 1709.2251 | 3680.5075 | 1148.5883 | 38441.3722 | 38441.3722 | 38441.3722 | 40058.2919 | 40058.2919 | 40058.2919 | 38441.3722 | 38441.3722 | 38441.3722 | 20263.9246 | 24926.758 | 15718.4986 | 63368.1301 | 63368.1301 | 63368.1301 | 60322.2166 | 64985.0499 | 55776.7905 | 60380.9202 | 63368.1301 | 63368.1301 | 63368.1301 | [8 empty] | 0 | 118.521 | 3084.53 | [6 empty] | 0 | 0 | 0 | 0 | 0 | 0 | 1395.9628 | 0 | 9.0879 | 0 | 0 | 0 | 136.5824 |  | 158.4087 | 206.966 | 748.8986 | 256.8605 | 282.5461 | 1196.4576 | 2576.3552 | 804.0118 | [12 empty] | 10975.1886 | 52392.9416 | 52392.9416 | 52392.9416 | 49347.028 | 54009.8613 | 44801.602 | 52392.9416 | 52392.9416 | 52392.9416 | 82.68% | 82.68% | 82.68% | 81.81% | 83.11% | 80.32% | 82.68% | 82.68% | 82.68% | [9 empty] | 0 | 10975.1886 | 52392.9416 | 52392.9416 | 52392.9416 | 49347.028 | 54009.8613 | 44801.602 | 52392.9416 | 52392.9416 | 52392.9416 | 82.68% | 82.68% | 82.68% | 81.81% | 83.11% | 80.32% | 82.68% | 82.68% | 82.68% | 9778.731 | 15.05% | 9778.731 | 15.05% | 5771.6682 | 6575.68 | 10.12% | 25.2% | 1537.1264
0% | 0% | 0% | 2041 | 8 | 744 | 46133.8974 | 46133.8974 | 46133.8974 | 7943.9445 | 7943.9445 | 7943.9445 | 1523.4197 | 3280.409 | 1024.2171 | 36441.5392 | 36441.5392 | 36441.5392 | 37882.6878 | 37882.6878 | 37882.6878 | 36441.5392 | 36441.5392 | 36441.5392 | 19393.8909 | 23237.9578 | 14903.172 | 59679.497 | 59679.497 | 59679.497 | 57276.5787 | 61120.6456 | 52785.8598 | 56953.2527 | 59679.497 | 59679.497 | 59679.497 | [8 empty] | 0 | 107.64 | 3021.928 | [6 empty] | 0 | 0 | 0 | 0 | 0 | 0 | 1353.7698 | 0 | 10.5873 | 0 | 0 | 0 | 136.5824 |  | 150.3421 | 196.4269 | 710.7632 | 243.7868 | 262.9041 | 1066.3938 | 2296.2863 | 716.952 | [12 empty] | 10274.3626 | 49405.1344 | 49405.1344 | 49405.1344 | 47002.216 | 50846.283 | 42511.4972 | 49405.1344 | 49405.1344 | 49405.1344 | 82.78% | 82.78% | 82.78% | 82.06% | 83.19% | 80.54% | 82.78% | 82.78% | 82.78% | [9 empty] | 0 | 10274.3626 | 49405.1344 | 49405.1344 | 49405.1344 | 47002.216 | 50846.283 | 42511.4972 | 49405.1344 | 49405.1344 | 49405.1344 | 82.78% | 82.78% | 82.78% | 82.06% | 83.19% | 80.54% | 82.78% | 82.78% | 82.78% | 9207.9689 | 15.07% | 9207.9689 | 15.07% | 5361.4489 | 6078.4009 | 9.945% | 28.52% | 1550.7889
0% | 0% | 0% | 2041 | 9 | 720 | 40076.3049 | 40076.3049 | 40076.3049 | 7983.7498 | 7983.7498 | 7983.7498 | 1305.6369 | 2811.4532 | 878.0973 | 30593.9988 | 30593.9988 | 30593.9988 | 31829.1259 | 31829.1259 | 31829.1259 | 30593.9988 | 30593.9988 | 30593.9988 | 18210.5014 | 21405.4274 | 13763.7453 | 51999.4262 | 51999.4262 | 51999.4262 | 50039.6272 | 53234.5533 | 45592.8712 | 49413.7122 | 51999.4262 | 51999.4262 | 51999.4262 | [8 empty] | 0 | 102.375 | 2969.628 | [6 empty] | 0 | 0 | 0 | 0 | 0 | 0 | 1259.6093 | 0 | 12.6786 | 0 | 0 | 0 | 132.1765 |  | 120.0361 | 156.8311 | 567.4874 | 209.9749 | 215.8651 | 913.9458 | 1968.0172 | 614.6681 | [12 empty] | 9243.2932 | 42756.133 | 42756.133 | 42756.133 | 40796.334 | 43991.2601 | 36349.578 | 42756.133 | 42756.133 | 42756.133 | 82.22% | 82.22% | 82.22% | 81.53% | 82.64% | 79.73% | 82.22% | 82.22% | 82.22% | [9 empty] | 0 | 9243.2932 | 42756.133 | 42756.133 | 42756.133 | 40796.334 | 43991.2601 | 36349.578 | 42756.133 | 42756.133 | 42756.133 | 82.22% | 82.22% | 82.22% | 81.53% | 82.64% | 79.73% | 82.22% | 82.22% | 82.22% | 8329.3474 | 15.65% | 8329.3474 | 15.65% | 4642.6762 | 5257.3444 | 9.876% | 31.86% | 1484.8685
0% | 0% | 0% | 2041 | 10 | 744 | 42110.9509 | 42110.9509 | 42110.9509 | 8023.5551 | 8023.5551 | 8023.5551 | 957.8748 | 2062.6103 | 644.4324 | 32987.9205 | 32987.9205 | 32987.9205 | 33894.066 | 33894.066 | 33894.066 | 32987.9205 | 32987.9205 | 32987.9205 | 19799.5803 | 24531.6392 | 15329.191 | 57519.5597 | 57519.5597 | 57519.5597 | 53693.6464 | 58425.7053 | 49223.257 | 53824.4811 | 57519.5597 | 57519.5597 | 57519.5597 | [8 empty] | 0 | 118.17 | 3225.186 | [6 empty] | 0 | 0 | 0 | 0 | 0 | 0 | 895.3461 | 0 | 15.7256 | 0 | 0 | 0 | 136.5824 |  | 94.7086 | 123.7399 | 447.748 | 147.7996 | 147.3669 | 670.5123 | 1443.8272 | 451.1027 | [12 empty] | 7917.8153 | 49601.7444 | 49601.7444 | 49601.7444 | 45775.831 | 50507.8899 | 41305.4417 | 49601.7444 | 49601.7444 | 49601.7444 | 86.23% | 86.23% | 86.23% | 85.25% | 86.45% | 83.91% | 86.23% | 86.23% | 86.23% | [9 empty] | 0 | 7917.8153 | 49601.7444 | 49601.7444 | 49601.7444 | 45775.831 | 50507.8899 | 41305.4417 | 49601.7444 | 49601.7444 | 49601.7444 | 86.23% | 86.23% | 86.23% | 85.25% | 86.45% | 83.91% | 86.23% | 86.23% | 86.23% | 7247.303 | 12.4% | 7247.303 | 12.4% | 3452.8443 | 3903.947 | 6.682% | 35.74% | 1222.0646
0% | 0% | 0% | 2041 | 11 | 721 | 44556.5837 | 44556.5837 | 44556.5837 | 8063.3604 | 8063.3604 | 8063.3604 | 391.151 | 842.273 | 263.2701 | 36044.215 | 36044.215 | 36044.215 | 36414.2422 | 36414.2422 | 36414.2422 | 36044.215 | 36044.215 | 36044.215 | 27148.6024 | 36813.7421 | 21927.3096 | 72857.9571 | 72857.9571 | 72857.9571 | 63562.8447 | 73227.9843 | 58341.5518 | 65784.7681 | 72857.9571 | 72857.9571 | 72857.9571 | [8 empty] | 0 | 104.364 | 3268.374 | [6 empty] | 0 | 0 | 0 | 0 | 0 | 0 | 655.3257 | 0 | 18.8384 | 0 | 0 | 0 | 132.1765 |  | 58.3765 | 76.2708 | 275.983 | 101.9437 | 113.3793 | 273.8057 | 589.5911 | 184.289 | [12 empty] | 5852.7178 | 67005.2393 | 67005.2393 | 67005.2393 | 57710.1268 | 67375.2665 | 52488.834 | 67005.2393 | 67005.2393 | 67005.2393 | 91.97% | 91.97% | 91.97% | 90.79% | 92.01% | 89.97% | 91.97% | 91.97% | 91.97% | [9 empty] | 0 | 5852.7178 | 67005.2393 | 67005.2393 | 67005.2393 | 57710.1268 | 67375.2665 | 52488.834 | 67005.2393 | 67005.2393 | 67005.2393 | 91.97% | 91.97% | 91.97% | 90.79% | 92.01% | 89.97% | 91.97% | 91.97% | 91.97% | 5578.9121 | 7.619% | 5578.9121 | 7.619% | 2021.8851 | 2206.1741 | 3.013% | 40.51% | 565.6635
0% | 0% | 0% | 2041 | 12 | 744 | 50601.522 | 50601.522 | 50601.522 | 8103.1657 | 8103.1657 | 8103.1657 | 248.3063 | 534.6827 | 167.1724 | 42213.3078 | 42213.3078 | 42213.3078 | 42448.2045 | 42448.2045 | 42448.2045 | 42213.3078 | 42213.3078 | 42213.3078 | 29499.7476 | 39337.05 | 23669.4009 | 81550.3578 | 81550.3578 | 81550.3578 | 71947.9522 | 81785.2545 | 66117.6055 | 73951.43 | 81550.3578 | 81550.3578 | 81550.3578 | [8 empty] | 0 | 105.066 | 3218.847 | [6 empty] | 0 | 0 | 0 | 0 | 0 | 0 | 307.0916 | 0 | 19.2547 | 0 | 0 | 0 | 136.5824 |  | 53.1894 | 69.1461 | 251.4599 | 93.8597 | 99.7844 | 173.8144 | 374.2779 | 117.0207 | [12 empty] | 5019.3941 | 76530.9637 | 76530.9637 | 76530.9637 | 66928.5581 | 76765.8604 | 61098.2114 | 76530.9637 | 76530.9637 | 76530.9637 | 93.85% | 93.85% | 93.85% | 93.02% | 93.86% | 92.41% | 93.85% | 93.85% | 93.85% | [9 empty] | 0 | 5019.3941 | 76530.9637 | 76530.9637 | 76530.9637 | 66928.5581 | 76765.8604 | 61098.2114 | 76530.9637 | 76530.9637 | 76530.9637 | 93.85% | 93.85% | 93.85% | 93.02% | 93.86% | 92.41% | 93.85% | 93.85% | 93.85% | 4845.5797 | 5.925% | 4845.5797 | 5.925% | 1404.646 | 1521.6667 | 1.861% | 32.95% | 292.0715
0% | 0% | 0% | 2042 | 1 | 744 | 52344.3237 | 52344.3237 | 52344.3237 | 8142.6292 | 8142.6292 | 8142.6292 | 350.7979 | 755.3798 | 236.2019 | 43798.9806 | 43798.9806 | 43798.9806 | 44130.8339 | 44130.8339 | 44130.8339 | 43798.9806 | 43798.9806 | 43798.9806 | 30652.1931 | 41609.2539 | 24857.0425 | 85408.2345 | 85408.2345 | 85408.2345 | 74783.027 | 85740.0878 | 68987.8764 | 77363.9821 | 85408.2345 | 85408.2345 | 85408.2345 | [8 empty] | 0 | 98.514 | 3278.675 | [6 empty] | 0 | 0 | 0 | 0 | 0 | 0 | 422.2675 | 0 | 21.3758 | 0 | 0 | 0 | 136.5824 |  |  | 98.3329 | 355.8137 | 121.6446 | 139.036 | 245.5585 | 528.7659 | 165.3413 | [12 empty] | 5611.9076 | 79796.3269 | 79796.3269 | 79796.3269 | 69171.1194 | 80128.1802 | 63375.9689 | 79796.3269 | 79796.3269 | 79796.3269 | 93.43% | 93.43% | 93.43% | 92.5% | 93.45% | 91.87% | 93.43% | 93.43% | 93.43% | [9 empty] | 0 | 5611.9076 | 79796.3269 | 79796.3269 | 79796.3269 | 69171.1194 | 80128.1802 | 63375.9689 | 79796.3269 | 79796.3269 | 79796.3269 | 93.43% | 93.43% | 93.43% | 92.5% | 93.45% | 91.87% | 93.43% | 93.43% | 93.43% | 5366.3491 | 6.259% | 5366.3491 | 6.259% | 1823.8187 | 1989.1601 | 2.32% | 32.53% | 407.3856
0% | 0% | 0% | 2042 | 2 | 672 | 47316.4446 | 47316.4446 | 47316.4446 | 8182.0926 | 8182.0926 | 8182.0926 | 758.1276 | 1632.4908 | 510.4967 | 38264.0175 | 38264.0175 | 38264.0175 | 38981.203 | 38981.203 | 38981.203 | 38264.0175 | 38264.0175 | 38264.0175 | 28538.1101 | 37584.3761 | 22833.9114 | 75848.3936 | 75848.3936 | 75848.3936 | 67519.3131 | 76565.5791 | 61815.1144 | 69190.3468 | 75848.3936 | 75848.3936 | 75848.3936 | [8 empty] | 0 | 92.898 | 3057.587 | [6 empty] | 0 | 0 | 0 | 0 | 0 | 0 | 526.2847 | 0 | 18.2797 | 0 | 0 | 0 | 123.3647 |  |  | 122.3349 | 442.6642 | 156.025 | 168.3185 | 530.6893 | 1142.7435 | 357.3477 | [12 empty] | 6738.5374 | 69109.8562 | 69109.8562 | 69109.8562 | 60780.7757 | 69827.0417 | 55076.577 | 69109.8562 | 69109.8562 | 69109.8562 | 91.12% | 91.12% | 91.12% | 90.02% | 91.2% | 89.1% | 91.12% | 91.12% | 91.12% | [9 empty] | 0 | 6738.5374 | 69109.8562 | 69109.8562 | 69109.8562 | 60780.7757 | 69827.0417 | 55076.577 | 69109.8562 | 69109.8562 | 69109.8562 | 91.12% | 91.12% | 91.12% | 90.02% | 91.2% | 89.1% | 91.12% | 91.12% | 91.12% | 6207.8481 | 8.108% | 6207.8481 | 8.108% | 2700.0154 | 3057.3631 | 3.993% | 31.26% | 846.2482
0% | 0% | 0% | 2042 | 3 | 743 | 49573.2873 | 49573.2873 | 49573.2873 | 8221.5561 | 8221.5561 | 8221.5561 | 1050.2026 | 2261.4216 | 707.2271 | 40146.0758 | 40146.0758 | 40146.0758 | 41139.5631 | 41139.5631 | 41139.5631 | 40146.0758 | 40146.0758 | 40146.0758 | 25988.3538 | 33647.6651 | 20674.3554 | 73793.7409 | 73793.7409 | 73793.7409 | 67127.9169 | 74787.2282 | 61813.9185 | 68300.5733 | 73793.7409 | 73793.7409 | 73793.7409 | [8 empty] | 0 | 87.516 | 3232.714 | [6 empty] | 0 | 0 | 0 | 0 | 0 | 0 | 1011.5725 | 0 | 18.4135 | 0 | 0 | 0 | 136.5824 |  |  | 170.2598 | 616.0787 | 206.4954 | 239.9666 | 735.1418 | 1582.9951 | 495.059 | [12 empty] | 8532.7949 | 65260.946 | 65260.946 | 65260.946 | 58595.122 | 66254.4333 | 53281.1236 | 65260.946 | 65260.946 | 65260.946 | 88.44% | 88.44% | 88.44% | 87.29% | 88.59% | 86.2% | 88.44% | 88.44% | 88.44% | [9 empty] | 0 | 8532.7949 | 65260.946 | 65260.946 | 65260.946 | 58595.122 | 66254.4333 | 53281.1236 | 65260.946 | 65260.946 | 65260.946 | 88.44% | 88.44% | 88.44% | 87.29% | 88.59% | 86.2% | 88.44% | 88.44% | 88.44% | 7797.653 | 10.43% | 7797.653 | 10.43% | 3982.364 | 4477.423 | 5.987% | 32.86% | 1232.163
0% | 0% | 0% | 2042 | 4 | 720 | 41674.0168 | 41674.0168 | 41674.0168 | 8261.0195 | 8261.0195 | 8261.0195 | 1418.2287 | 3053.8992 | 955.1875 | 31784.8027 | 31784.8027 | 31784.8027 | 33126.4411 | 33126.4411 | 33126.4411 | 31784.8027 | 31784.8027 | 31784.8027 | 22190.6279 | 27363.8021 | 17264.6119 | 59148.6047 | 59148.6047 | 59148.6047 | 55317.069 | 60490.2431 | 50391.053 | 55440.648 | 59148.6047 | 59148.6047 | 59148.6047 | [8 empty] | 0 | 96.057 | 3017.966 | [6 empty] | 0 | 0 | 0 | 0 | 0 | 0 | 1277.4069 | 0 | 18.9706 | 0 | 0 | 0 | 132.1765 |  |  | 181.8148 | 657.8898 | 228.6495 | 245.5172 | 992.7601 | 2137.7295 | 668.6313 | [12 empty] | 9655.5691 | 49493.0356 | 49493.0356 | 49493.0356 | 45661.4999 | 50834.674 | 40735.4838 | 49493.0356 | 49493.0356 | 49493.0356 | 83.68% | 83.68% | 83.68% | 82.55% | 84.04% | 80.84% | 83.68% | 83.68% | 83.68% | [9 empty] | 0 | 9655.5691 | 49493.0356 | 49493.0356 | 49493.0356 | 45661.4999 | 50834.674 | 40735.4838 | 49493.0356 | 49493.0356 | 49493.0356 | 83.68% | 83.68% | 83.68% | 82.55% | 84.04% | 80.84% | 83.68% | 83.68% | 83.68% | 8662.8091 | 14.32% | 8662.8091 | 14.32% | 4880.1548 | 5548.7861 | 9.173% | 35.35% | 1790.0977
0% | 0% | 0% | 2042 | 5 | 744 | 39728.2515 | 39728.2515 | 39728.2515 | 8300.4829 | 8300.4829 | 8300.4829 | 1750.7818 | 3769.9923 | 1179.3342 | 29417.7361 | 29417.7361 | 29417.7361 | 31073.9683 | 31073.9683 | 31073.9683 | 29417.7361 | 29417.7361 | 29417.7361 | 17943.4407 | 21107.5913 | 13699.7015 | 50525.3274 | 50525.3274 | 50525.3274 | 49017.409 | 52181.5596 | 44773.6698 | 48477.6147 | 50525.3274 | 50525.3274 | 50525.3274 | [8 empty] | 0 | 109.161 | 3327.41 | [6 empty] | 0 | 0 | 0 | 0 | 0 | 0 | 1282.9031 | 0 | 12.105 | 0 | 0 | 0 | 136.5824 |  |  | 209.3872 | 757.6595 | 236.3076 | 280.7737 | 1225.5473 | 2638.9946 | 825.534 | [12 empty] | 11042.3654 | 39482.962 | 39482.962 | 39482.962 | 37975.0436 | 41139.1942 | 33731.3044 | 39482.962 | 39482.962 | 39482.962 | 78.14% | 78.14% | 78.14% | 77.47% | 78.84% | 75.34% | 78.14% | 78.14% | 78.14% | [9 empty] | 0 | 11042.3654 | 39482.962 | 39482.962 | 39482.962 | 37975.0436 | 41139.1942 | 33731.3044 | 39482.962 | 39482.962 | 39482.962 | 78.14% | 78.14% | 78.14% | 77.47% | 78.84% | 75.34% | 78.14% | 78.14% | 78.14% | 9816.8182 | 18.81% | 9816.8182 | 18.81% | 5554.7132 | 6380.2472 | 12.23% | 28.87% | 1804.6352
0% | 0% | 0% | 2042 | 6 | 720 | 42250.4637 | 42250.4637 | 42250.4637 | 8339.9464 | 8339.9464 | 8339.9464 | 1630.7562 | 3511.5388 | 1098.7957 | 32038.1901 | 32038.1901 | 32038.1901 | 33580.8786 | 33580.8786 | 33580.8786 | 32038.1901 | 32038.1901 | 32038.1901 | 18884.7085 | 22531.6212 | 14666.6555 | 54569.8113 | 54569.8113 | 54569.8113 | 52465.5871 | 56112.4998 | 48247.5341 | 52180.017 | 54569.8113 | 54569.8113 | 54569.8113 | [8 empty] | 0 | 128.934 | 3110.284 | [6 empty] | 0 | 0 | 0 | 0 | 0 | 0 | 1363.4814 | 0 | 11.167 | 0 | 0 | 0 | 132.1765 |  |  | 203.5786 | 736.6412 | 247.3503 | 273.4319 | 1141.5293 | 2458.0772 | 769.157 | [12 empty] | 10575.8083 | 43994.003 | 43994.003 | 43994.003 | 41889.7788 | 45536.6915 | 37671.7257 | 43994.003 | 43994.003 | 43994.003 | 80.62% | 80.62% | 80.62% | 79.84% | 81.15% | 78.08% | 80.62% | 80.62% | 80.62% | [9 empty] | 0 | 10575.8083 | 43994.003 | 43994.003 | 43994.003 | 41889.7788 | 45536.6915 | 37671.7257 | 43994.003 | 43994.003 | 43994.003 | 80.62% | 80.62% | 80.62% | 79.84% | 81.15% | 78.08% | 80.62% | 80.62% | 80.62% | 9434.279 | 16.81% | 9434.279 | 16.81% | 5425.904 | 6195.061 | 11.04% | 24.03% | 1399.1946
0% | 0% | 0% | 2042 | 7 | 744 | 48518.764 | 48518.764 | 48518.764 | 8379.4098 | 8379.4098 | 8379.4098 | 1709.2251 | 3680.5075 | 1151.9749 | 38176.842 | 38176.842 | 38176.842 | 39793.7617 | 39793.7617 | 39793.7617 | 38176.842 | 38176.842 | 38176.842 | 20575.7041 | 25890.1053 | 16387.071 | 64066.9473 | 64066.9473 | 64066.9473 | 60369.4658 | 65683.867 | 56180.8327 | 60932.3499 | 64066.9473 | 64066.9473 | 64066.9473 | [8 empty] | 0 | 118.521 | 3084.53 | [6 empty] | 0 | 0 | 0 | 0 | 0 | 0 | 1320.4602 | 0 | 9.0879 | 0 | 0 | 0 | 23.013 |  |  | 205.9312 | 745.1541 | 255.5762 | 281.1334 | 1196.4576 | 2576.3552 | 806.3824 | [12 empty] | 10622.6022 | 53444.3451 | 53444.3451 | 53444.3451 | 49746.8636 | 55061.2648 | 45558.2305 | 53444.3451 | 53444.3451 | 53444.3451 | 83.42% | 83.42% | 83.42% | 82.4% | 83.83% | 81.09% | 83.42% | 83.42% | 83.42% | [9 empty] | 0 | 10622.6022 | 53444.3451 | 53444.3451 | 53444.3451 | 49746.8636 | 55061.2648 | 45558.2305 | 53444.3451 | 53444.3451 | 53444.3451 | 83.42% | 83.42% | 83.42% | 82.4% | 83.83% | 81.09% | 83.42% | 83.42% | 83.42% | 9426.1446 | 14.35% | 9426.1446 | 14.35% | 5416.7112 | 6223.0936 | 9.474% | 25.2% | 1537.9226
0% | 0% | 0% | 2042 | 8 | 744 | 46335.8977 | 46335.8977 | 46335.8977 | 8418.8733 | 8418.8733 | 8418.8733 | 1523.4197 | 3280.409 | 1048.6191 | 36161.2901 | 36161.2901 | 36161.2901 | 37602.4387 | 37602.4387 | 37602.4387 | 36161.2901 | 36161.2901 | 36161.2901 | 19668.5 | 24162.659 | 15509.8769 | 60323.9491 | 60323.9491 | 60323.9491 | 57270.9388 | 61765.0978 | 53112.3157 | 57438.7067 | 60323.9491 | 60323.9491 | 60323.9491 | [8 empty] | 0 | 107.64 | 3021.928 | [6 empty] | 0 | 0 | 0 | 0 | 0 | 0 | 1280.5492 | 0 | 10.5873 | 0 | 0 | 0 | 23.013 |  |  | 195.4448 | 707.2094 | 242.5679 | 261.5896 | 1066.3938 | 2296.2863 | 734.0333 | [12 empty] | 9947.2426 | 50376.7066 | 50376.7066 | 50376.7066 | 47323.6962 | 51817.8552 | 43165.0731 | 50376.7066 | 50376.7066 | 50376.7066 | 83.51% | 83.51% | 83.51% | 82.63% | 83.9% | 81.27% | 83.51% | 83.51% | 83.51% | [9 empty] | 0 | 9947.2426 | 50376.7066 | 50376.7066 | 50376.7066 | 47323.6962 | 51817.8552 | 43165.0731 | 50376.7066 | 50376.7066 | 50376.7066 | 83.51% | 83.51% | 83.51% | 82.63% | 83.9% | 81.27% | 83.51% | 83.51% | 83.51% | 8880.8488 | 14.38% | 8880.8488 | 14.38% | 5017.2475 | 5751.2808 | 9.312% | 28.52% | 1557.2821
0% | 0% | 0% | 2042 | 9 | 720 | 40251.7556 | 40251.7556 | 40251.7556 | 8458.3367 | 8458.3367 | 8458.3367 | 1305.6369 | 2811.4532 | 898.9449 | 30288.6084 | 30288.6084 | 30288.6084 | 31523.7355 | 31523.7355 | 31523.7355 | 30288.6084 | 30288.6084 | 30288.6084 | 18422.7456 | 22268.4941 | 14289.5542 | 52557.1026 | 52557.1026 | 52557.1026 | 49946.4811 | 53792.2296 | 45813.2897 | 49802.7597 | 52557.1026 | 52557.1026 | 52557.1026 | [8 empty] | 0 | 102.375 | 2969.628 | [6 empty] | 0 | 0 | 0 | 0 | 0 | 0 | 1158.1237 | 0 | 12.6786 | 0 | 0 | 0 | 22.2707 |  |  | 156.047 | 564.6499 | 208.925 | 214.7858 | 913.9458 | 1968.0172 | 629.2614 | [12 empty] | 8920.7081 | 43636.3944 | 43636.3944 | 43636.3944 | 41025.773 | 44871.5215 | 36892.5816 | 43636.3944 | 43636.3944 | 43636.3944 | 83.03% | 83.03% | 83.03% | 82.14% | 83.42% | 80.53% | 83.03% | 83.03% | 83.03% | [9 empty] | 0 | 8920.7081 | 43636.3944 | 43636.3944 | 43636.3944 | 41025.773 | 44871.5215 | 36892.5816 | 43636.3944 | 43636.3944 | 43636.3944 | 83.03% | 83.03% | 83.03% | 82.14% | 83.42% | 80.53% | 83.03% | 83.03% | 83.03% | 8006.7623 | 14.88% | 8006.7623 | 14.88% | 4305.4979 | 4934.7593 | 9.174% | 31.86% | 1491.0657
0% | 0% | 0% | 2042 | 10 | 744 | 42294.4494 | 42294.4494 | 42294.4494 | 8497.8001 | 8497.8001 | 8497.8001 | 957.8748 | 2062.6103 | 659.6785 | 32692.6002 | 32692.6002 | 32692.6002 | 33598.7457 | 33598.7457 | 33598.7457 | 32692.6002 | 32692.6002 | 32692.6002 | 20029.1516 | 25449.1417 | 15940.5348 | 58141.7419 | 58141.7419 | 58141.7419 | 53627.8973 | 59047.8874 | 49539.2805 | 54293.5839 | 58141.7419 | 58141.7419 | 58141.7419 | [8 empty] | 0 | 118.17 | 3225.186 | [6 empty] | 0 | 0 | 0 | 0 | 0 | 0 | 848.331 | 0 | 15.7256 | 0 | 0 | 0 | 23.013 |  |  | 123.1212 | 445.5093 | 147.0606 | 146.6301 | 670.5123 | 1443.8272 | 461.7749 | [12 empty] | 7668.8612 | 50472.8807 | 50472.8807 | 50472.8807 | 45959.0361 | 51379.0262 | 41870.4193 | 50472.8807 | 50472.8807 | 50472.8807 | 86.81% | 86.81% | 86.81% | 85.7% | 87.01% | 84.52% | 86.81% | 86.81% | 86.81% | [9 empty] | 0 | 7668.8612 | 50472.8807 | 50472.8807 | 50472.8807 | 45959.0361 | 51379.0262 | 41870.4193 | 50472.8807 | 50472.8807 | 50472.8807 | 86.81% | 86.81% | 86.81% | 85.7% | 87.01% | 84.52% | 86.81% | 86.81% | 86.81% | 6998.3489 | 11.85% | 6998.3489 | 11.85% | 3193.2179 | 3654.9929 | 6.19% | 35.74% | 1227.1483
0% | 0% | 0% | 2042 | 11 | 721 | 44749.8491 | 44749.8491 | 44749.8491 | 8537.2636 | 8537.2636 | 8537.2636 | 391.151 | 842.273 | 269.4706 | 35761.7171 | 35761.7171 | 35761.7171 | 36131.7443 | 36131.7443 | 36131.7443 | 35761.7171 | 35761.7171 | 35761.7171 | 27484.4461 | 38026.7906 | 22880.3859 | 73788.5078 | 73788.5078 | 73788.5078 | 63616.1904 | 74158.535 | 59012.1303 | 66585.3326 | 73788.5078 | 73788.5078 | 73788.5078 | [8 empty] | 0 | 104.364 | 3268.374 | [6 empty] | 0 | 0 | 0 | 0 | 0 | 0 | 620.9141 | 0 | 18.8384 | 0 | 0 | 0 | 22.2707 |  |  | 75.8895 | 274.6031 | 101.4339 | 112.8124 | 273.8057 | 589.5911 | 188.6294 | [12 empty] | 5651.5265 | 68136.9813 | 68136.9813 | 68136.9813 | 57964.664 | 68507.0085 | 53360.6038 | 68136.9813 | 68136.9813 | 68136.9813 | 92.34% | 92.34% | 92.34% | 91.12% | 92.38% | 90.42% | 92.34% | 92.34% | 92.34% | [9 empty] | 0 | 5651.5265 | 68136.9813 | 68136.9813 | 68136.9813 | 57964.664 | 68507.0085 | 53360.6038 | 68136.9813 | 68136.9813 | 68136.9813 | 92.34% | 92.34% | 92.34% | 91.12% | 92.38% | 90.42% | 92.34% | 92.34% | 92.34% | 5377.7207 | 7.252% | 5377.7207 | 7.252% | 1816.3533 | 2004.9827 | 2.704% | 40.51% | 568.007
0% | 0% | 0% | 2042 | 12 | 744 | 50823.163 | 50823.163 | 50823.163 | 8576.727 | 8576.727 | 8576.727 | 248.3063 | 534.6827 | 171.0984 | 41960.2097 | 41960.2097 | 41960.2097 | 42195.1064 | 42195.1064 | 42195.1064 | 41960.2097 | 41960.2097 | 41960.2097 | 29830.3431 | 40656.962 | 24664.687 | 82617.1717 | 82617.1717 | 82617.1717 | 72025.4495 | 82852.0684 | 66859.7934 | 74855.9309 | 82617.1717 | 82617.1717 | 82617.1717 | [8 empty] | 0 | 105.066 | 3218.847 | [6 empty] | 0 | 0 | 0 | 0 | 0 | 0 | 290.966 | 0 | 19.2547 | 0 | 0 | 0 | 23.013 |  |  |  | 250.2026 | 93.3904 | 99.2855 | 173.8144 | 374.2779 | 119.7689 | [12 empty] | 4767.8864 | 77849.2854 | 77849.2854 | 77849.2854 | 67257.5632 | 78084.1821 | 62091.9071 | 77849.2854 | 77849.2854 | 77849.2854 | 94.23% | 94.23% | 94.23% | 93.38% | 94.25% | 92.87% | 94.23% | 94.23% | 94.23% | [9 empty] | 0 | 4767.8864 | 77849.2854 | 77849.2854 | 77849.2854 | 67257.5632 | 78084.1821 | 62091.9071 | 77849.2854 | 77849.2854 | 77849.2854 | 94.23% | 94.23% | 94.23% | 93.38% | 94.25% | 92.87% | 94.23% | 94.23% | 94.23% | 4594.072 | 5.545% | 4594.072 | 5.545% | 1150.3901 | 1270.159 | 1.533% | 32.95% | 293.2783
0% | 0% | 0% | 2043 | 1 | 744 | 52572.7628 | 52572.7628 | 52572.7628 | 8616.536 | 8616.536 | 8616.536 | 350.7979 | 755.3798 | 241.7424 | 43551.8508 | 43551.8508 | 43551.8508 | 43883.7041 | 43883.7041 | 43883.7041 | 43551.8508 | 43551.8508 | 43551.8508 | 31000.432 | 42971.7643 | 25909.0761 | 86523.6151 | 86523.6151 | 86523.6151 | 74884.1361 | 86855.4684 | 69792.7802 | 78324.1243 | 86523.6151 | 86523.6151 | 86523.6151 | [8 empty] | 0 | 98.514 | 3278.675 | [6 empty] | 0 | 0 | 0 | 0 | 0 | 0 | 400.4599 | 0 | 0 | 0 | 0 | 0 | 23.013 |  |  |  |  | 121.0364 | 138.3408 | 245.5585 | 528.7659 | 169.2197 | [12 empty] | 5003.5833 | 81520.0318 | 81520.0318 | 81520.0318 | 69880.5528 | 81851.8851 | 64789.1969 | 81520.0318 | 81520.0318 | 81520.0318 | 94.22% | 94.22% | 94.22% | 93.32% | 94.24% | 92.83% | 94.22% | 94.22% | 94.22% | [9 empty] | 0 | 5003.5833 | 81520.0318 | 81520.0318 | 81520.0318 | 69880.5528 | 81851.8851 | 64789.1969 | 81520.0318 | 81520.0318 | 81520.0318 | 94.22% | 94.22% | 94.22% | 93.32% | 94.24% | 92.83% | 94.22% | 94.22% | 94.22% | 4758.0247 | 5.478% | 4758.0247 | 5.478% | 1211.6161 | 1380.8357 | 1.59% | 32.53% | 409.0671
0% | 0% | 0% | 2043 | 2 | 672 | 47520.5909 | 47520.5909 | 47520.5909 | 8656.345 | 8656.345 | 8656.345 | 839.3555 | 1807.4005 | 578.4426 | 37896.6863 | 37896.6863 | 37896.6863 | 38690.7131 | 38690.7131 | 38690.7131 | 37896.6863 | 37896.6863 | 37896.6863 | 28835.036 | 38866.0531 | 23749.8185 | 76762.7394 | 76762.7394 | 76762.7394 | 67525.7491 | 77556.7663 | 62440.5316 | 69998.6489 | 76762.7394 | 76762.7394 | 76762.7394 | [8 empty] | 0 | 92.898 | 3057.587 | [6 empty] | 0 | 0 | 0 | 0 | 0 | 0 | 499.1053 | 0 | 0 | 0 | 0 | 0 | 20.786 |  |  |  |  | 155.2449 | 167.4769 | 587.5489 | 1265.1804 | 404.9098 | [12 empty] | 6250.7371 | 70512.0023 | 70512.0023 | 70512.0023 | 61275.012 | 71306.0291 | 56189.7945 | 70512.0023 | 70512.0023 | 70512.0023 | 91.86% | 91.86% | 91.86% | 90.74% | 91.94% | 89.99% | 91.86% | 91.86% | 91.86% | [9 empty] | 0 | 6250.7371 | 70512.0023 | 70512.0023 | 70512.0023 | 61275.012 | 71306.0291 | 56189.7945 | 70512.0023 | 70512.0023 | 70512.0023 | 91.86% | 91.86% | 91.86% | 90.74% | 91.94% | 89.99% | 91.86% | 91.86% | 91.86% | 5663.1882 | 7.302% | 5663.1882 | 7.302% | 2107.7934 | 2512.7032 | 3.24% | 31.26% | 940.7826
0% | 0% | 0% | 2043 | 3 | 743 | 49786.0514 | 49786.0514 | 49786.0514 | 8696.154 | 8696.154 | 8696.154 | 1051.6161 | 2264.4653 | 724.7668 | 39877.643 | 39877.643 | 39877.643 | 40872.4674 | 40872.4674 | 40872.4674 | 39877.643 | 39877.643 | 39877.643 | 26245.7059 | 34821.2379 | 21472.666 | 74698.8808 | 74698.8808 | 74698.8808 | 67118.1733 | 75693.7052 | 62345.1334 | 69019.4193 | 74698.8808 | 74698.8808 | 74698.8808 | [8 empty] | 0 | 87.516 | 3232.714 | [6 empty] | 0 | 0 | 0 | 0 | 0 | 0 | 959.3308 | 0 | 0 | 0 | 0 | 0 | 23.013 |  |  |  |  | 205.4629 | 238.7668 | 736.1313 | 1585.1257 | 507.3368 | [12 empty] | 7575.3973 | 67123.4836 | 67123.4836 | 67123.4836 | 59542.776 | 68118.308 | 54769.7362 | 67123.4836 | 67123.4836 | 67123.4836 | 89.86% | 89.86% | 89.86% | 88.71% | 89.99% | 87.85% | 89.86% | 89.86% | 89.86% | [9 empty] | 0 | 7575.3973 | 67123.4836 | 67123.4836 | 67123.4836 | 59542.776 | 68118.308 | 54769.7362 | 67123.4836 | 67123.4836 | 67123.4836 | 89.86% | 89.86% | 89.86% | 88.71% | 89.99% | 87.85% | 89.86% | 89.86% | 89.86% | 6839.266 | 9.035% | 6839.266 | 9.035% | 3011.6993 | 3519.036 | 4.649% | 32.86% | 1238.9071
0% | 0% | 0% | 2043 | 4 | 720 | 41854.5011 | 41854.5011 | 41854.5011 | 8735.963 | 8735.963 | 8735.963 | 1465.503 | 3155.6959 | 1010.115 | 31429.1439 | 31429.1439 | 31429.1439 | 32815.5036 | 32815.5036 | 32815.5036 | 31429.1439 | 31429.1439 | 31429.1439 | 22383.7667 | 28382.7622 | 17875.1167 | 59811.9061 | 59811.9061 | 59811.9061 | 55199.2703 | 61198.2658 | 50690.6203 | 55944.443 | 59811.9061 | 59811.9061 | 59811.9061 | [8 empty] | 0 | 96.057 | 3017.966 | [6 empty] | 0 | 0 | 0 | 0 | 0 | 0 | 1211.4365 | 0 | 0 | 0 | 0 | 0 | 22.2707 |  |  |  |  | 227.5063 | 244.2896 | 1025.8521 | 2208.9871 | 707.0805 | [12 empty] | 8761.4458 | 51050.4604 | 51050.4604 | 51050.4604 | 46437.8245 | 52436.82 | 41929.1745 | 51050.4604 | 51050.4604 | 51050.4604 | 85.35% | 85.35% | 85.35% | 84.13% | 85.68% | 82.72% | 85.35% | 85.35% | 85.35% | [9 empty] | 0 | 8761.4458 | 51050.4604 | 51050.4604 | 51050.4604 | 46437.8245 | 52436.82 | 41929.1745 | 51050.4604 | 51050.4604 | 51050.4604 | 85.35% | 85.35% | 85.35% | 84.13% | 85.68% | 82.72% | 85.35% | 85.35% | 85.35% | 7735.5937 | 12.64% | 7735.5937 | 12.64% | 3914.4902 | 4621.5707 | 7.552% | 35.35% | 1857.3828
0% | 0% | 0% | 2043 | 5 | 744 | 39900.2706 | 39900.2706 | 39900.2706 | 8775.772 | 8775.772 | 8775.772 | 1750.7818 | 3769.9923 | 1206.879 | 29106.2027 | 29106.2027 | 29106.2027 | 30762.4349 | 30762.4349 | 30762.4349 | 29106.2027 | 29106.2027 | 29106.2027 | 18083.8696 | 21943.164 | 14140.9421 | 51049.3667 | 51049.3667 | 51049.3667 | 48846.3045 | 52705.5989 | 44903.377 | 48804.488 | 51049.3667 | 51049.3667 | 51049.3667 | [8 empty] | 0 | 109.161 | 3327.41 | [6 empty] | 0 | 0 | 0 | 0 | 0 | 0 | 1216.6489 | 0 | 0 | 0 | 0 | 0 | 23.013 |  |  |  |  | 235.1261 | 279.3698 | 1225.5473 | 2638.9946 | 844.8153 | [12 empty] | 9900.086 | 41149.2807 | 41149.2807 | 41149.2807 | 38946.2184 | 42805.5129 | 35003.291 | 41149.2807 | 41149.2807 | 41149.2807 | 80.61% | 80.61% | 80.61% | 79.73% | 81.22% | 77.95% | 80.61% | 80.61% | 80.61% | [9 empty] | 0 | 9900.086 | 41149.2807 | 41149.2807 | 41149.2807 | 38946.2184 | 42805.5129 | 35003.291 | 41149.2807 | 41149.2807 | 41149.2807 | 80.61% | 80.61% | 80.61% | 79.73% | 81.22% | 77.95% | 80.61% | 80.61% | 80.61% | 8674.5388 | 16.46% | 8674.5388 | 16.46% | 4393.1525 | 5237.9678 | 9.938% | 28.87% | 1812.0542
0% | 0% | 0% | 2043 | 6 | 720 | 42434.1984 | 42434.1984 | 42434.1984 | 8815.581 | 8815.581 | 8815.581 | 1685.1147 | 3628.5901 | 1161.8628 | 31675.9471 | 31675.9471 | 31675.9471 | 33270.0586 | 33270.0586 | 33270.0586 | 31675.9471 | 31675.9471 | 31675.9471 | 19057.971 | 23411.6075 | 15154.6007 | 55087.5546 | 55087.5546 | 55087.5546 | 52328.0296 | 56681.6661 | 48424.6593 | 52553.1627 | 55087.5546 | 55087.5546 | 55087.5546 | [8 empty] | 0 | 128.934 | 3110.284 | [6 empty] | 0 | 0 | 0 | 0 | 0 | 0 | 1293.0658 | 0 | 0 | 0 | 0 | 0 | 22.2707 |  |  |  |  | 246.1135 | 272.0648 | 1179.5803 | 2540.0131 | 813.3039 | [12 empty] | 9605.6301 | 45481.9245 | 45481.9245 | 45481.9245 | 42722.3995 | 47076.036 | 38819.0292 | 45481.9245 | 45481.9245 | 45481.9245 | 82.56% | 82.56% | 82.56% | 81.64% | 83.05% | 80.16% | 82.56% | 82.56% | 82.56% | [9 empty] | 0 | 9605.6301 | 45481.9245 | 45481.9245 | 45481.9245 | 42722.3995 | 47076.036 | 38819.0292 | 45481.9245 | 45481.9245 | 45481.9245 | 82.56% | 82.56% | 82.56% | 81.64% | 83.05% | 80.16% | 82.56% | 82.56% | 82.56% | 8426.0498 | 14.87% | 8426.0498 | 14.87% | 4373.5278 | 5186.8318 | 9.151% | 24.03% | 1451.7622
0% | 0% | 0% | 2043 | 7 | 744 | 48730.5204 | 48730.5204 | 48730.5204 | 8855.39 | 8855.39 | 8855.39 | 1709.2251 | 3680.5075 | 1178.7259 | 37904.5929 | 37904.5929 | 37904.5929 | 39521.5126 | 39521.5126 | 39521.5126 | 37904.5929 | 37904.5929 | 37904.5929 | 20776.0191 | 26832.4985 | 16966.6097 | 64737.0914 | 64737.0914 | 64737.0914 | 60297.5318 | 66354.0111 | 56488.1223 | 61421.0667 | 64737.0914 | 64737.0914 | 64737.0914 | [8 empty] | 0 | 118.521 | 3084.53 | [6 empty] | 0 | 0 | 0 | 0 | 0 | 0 | 1252.2663 | 0 | 0 | 0 | 0 | 0 | 0 |  |  |  |  | 254.2983 | 279.7277 | 1196.4576 | 2576.3552 | 825.1081 | [12 empty] | 9587.2643 | 55149.8271 | 55149.8271 | 55149.8271 | 50710.2675 | 56766.7468 | 46900.858 | 55149.8271 | 55149.8271 | 55149.8271 | 85.19% | 85.19% | 85.19% | 84.1% | 85.55% | 83.03% | 85.19% | 85.19% | 85.19% | [9 empty] | 0 | 9587.2643 | 55149.8271 | 55149.8271 | 55149.8271 | 50710.2675 | 56766.7468 | 46900.858 | 55149.8271 | 55149.8271 | 55149.8271 | 85.19% | 85.19% | 85.19% | 84.1% | 85.55% | 83.03% | 85.19% | 85.19% | 85.19% | 8390.8067 | 12.65% | 8390.8067 | 12.65% | 4362.6476 | 5187.7557 | 7.818% | 25.2% | 1544.2116
0% | 0% | 0% | 2043 | 8 | 744 | 46537.898 | 46537.898 | 46537.898 | 8895.199 | 8895.199 | 8895.199 | 1523.4197 | 3280.409 | 1050.8863 | 35886.2845 | 35886.2845 | 35886.2845 | 37327.4331 | 37327.4331 | 37327.4331 | 35886.2845 | 35886.2845 | 35886.2845 | 19848.0963 | 25070.5837 | 16027.5747 | 60956.8683 | 60956.8683 | 60956.8683 | 57175.5295 | 62398.0169 | 53355.0078 | 57876.5123 | 60956.8683 | 60956.8683 | 60956.8683 | [8 empty] | 0 | 107.64 | 3021.928 | [6 empty] | 0 | 0 | 0 | 0 | 0 | 0 | 1214.4165 | 0 | 0 | 0 | 0 | 0 | 0 |  |  |  |  | 241.355 | 260.2816 | 1066.3938 | 2296.2863 | 735.6204 | [12 empty] | 8943.9217 | 52012.9466 | 52012.9466 | 52012.9466 | 48231.6078 | 53454.0952 | 44411.0862 | 52012.9466 | 52012.9466 | 52012.9466 | 85.33% | 85.33% | 85.33% | 84.36% | 85.67% | 83.24% | 85.33% | 85.33% | 85.33% | [9 empty] | 0 | 8943.9217 | 52012.9466 | 52012.9466 | 52012.9466 | 48231.6078 | 53454.0952 | 44411.0862 | 52012.9466 | 52012.9466 | 52012.9466 | 85.33% | 85.33% | 85.33% | 84.36% | 85.67% | 83.24% | 85.33% | 85.33% | 85.33% | 7877.5279 | 12.62% | 7877.5279 | 12.62% | 4012.3395 | 4747.9599 | 7.609% | 28.52% | 1557.8853
0% | 0% | 0% | 2043 | 9 | 720 | 40427.2064 | 40427.2064 | 40427.2064 | 8935.008 | 8935.008 | 8935.008 | 1349.1581 | 2905.1683 | 930.8644 | 29936.6411 | 29936.6411 | 29936.6411 | 31212.939 | 31212.939 | 31212.939 | 29936.6411 | 29936.6411 | 29936.6411 | 18555.6922 | 23118.9705 | 14726.3825 | 53055.6116 | 53055.6116 | 53055.6116 | 49768.6312 | 54331.9096 | 45939.3216 | 50135.6156 | 53055.6116 | 53055.6116 | 53055.6116 | [8 empty] | 0 | 102.375 | 2969.628 | [6 empty] | 0 | 0 | 0 | 0 | 0 | 0 | 1129.9487 | 0 | 0 | 0 | 0 | 0 | 0 |  |  |  |  | 207.8804 | 213.7119 | 944.4107 | 2033.6178 | 651.6051 | [12 empty] | 8253.1776 | 44802.4341 | 44802.4341 | 44802.4341 | 41515.4537 | 46078.732 | 37686.144 | 44802.4341 | 44802.4341 | 44802.4341 | 84.44% | 84.44% | 84.44% | 83.42% | 84.81% | 82.03% | 84.44% | 84.44% | 84.44% | [9 empty] | 0 | 8253.1776 | 44802.4341 | 44802.4341 | 44802.4341 | 41515.4537 | 46078.732 | 37686.144 | 44802.4341 | 44802.4341 | 44802.4341 | 84.44% | 84.44% | 84.44% | 83.42% | 84.81% | 82.03% | 84.44% | 84.44% | 84.44% | 7308.7669 | 13.45% | 7308.7669 | 13.45% | 3585.1588 | 4236.7639 | 7.798% | 31.86% | 1541.3489
0% | 0% | 0% | 2043 | 10 | 744 | 42477.9479 | 42477.9479 | 42477.9479 | 8974.817 | 8974.817 | 8974.817 | 957.8748 | 2062.6103 | 661.0284 | 32398.6769 | 32398.6769 | 32398.6769 | 33304.8224 | 33304.8224 | 33304.8224 | 32398.6769 | 32398.6769 | 32398.6769 | 20185.7591 | 26358.262 | 16462.9244 | 58756.9389 | 58756.9389 | 58756.9389 | 53490.5814 | 59663.0844 | 49767.7468 | 54715.4156 | 58756.9389 | 58756.9389 | 58756.9389 | [8 empty] | 0 | 118.17 | 3225.186 | [6 empty] | 0 | 0 | 0 | 0 | 0 | 0 | 827.6927 | 0 | 0 | 0 | 0 | 0 | 0 |  |  |  |  | 146.3253 | 145.8969 | 670.5123 | 1443.8272 | 462.7199 | [12 empty] | 7040.3303 | 51716.6086 | 51716.6086 | 51716.6086 | 46450.2512 | 52622.7541 | 42727.4165 | 51716.6086 | 51716.6086 | 51716.6086 | 88.02% | 88.02% | 88.02% | 86.84% | 88.2% | 85.85% | 88.02% | 88.02% | 88.02% | [9 empty] | 0 | 7040.3303 | 51716.6086 | 51716.6086 | 51716.6086 | 46450.2512 | 52622.7541 | 42727.4165 | 51716.6086 | 51716.6086 | 51716.6086 | 88.02% | 88.02% | 88.02% | 86.84% | 88.2% | 85.85% | 88.02% | 88.02% | 88.02% | 6369.8179 | 10.68% | 6369.8179 | 10.68% | 2563.7421 | 3026.4619 | 5.073% | 35.74% | 1227.5985
0% | 0% | 0% | 2043 | 11 | 721 | 44943.1145 | 44943.1145 | 44943.1145 | 9014.626 | 9014.626 | 9014.626 | 403.6288 | 869.1417 | 278.6153 | 35463.0727 | 35463.0727 | 35463.0727 | 35844.9039 | 35844.9039 | 35844.9039 | 35463.0727 | 35463.0727 | 35463.0727 | 27733.1636 | 39235.0353 | 23731.1956 | 74698.108 | 74698.108 | 74698.108 | 63578.0675 | 75079.9391 | 59576.0995 | 67328.0193 | 74698.108 | 74698.108 | 74698.108 | [8 empty] | 0 | 104.364 | 3268.374 | [6 empty] | 0 | 0 | 0 | 0 | 0 | 0 | 605.8085 | 0 | 0 | 0 | 0 | 0 | 0 |  |  |  |  | 100.9268 | 112.2484 | 282.5402 | 608.3992 | 195.0307 | [12 empty] | 5277.6916 | 69420.4164 | 69420.4164 | 69420.4164 | 58300.3759 | 69802.2475 | 54298.4079 | 69420.4164 | 69420.4164 | 69420.4164 | 92.93% | 92.93% | 92.93% | 91.7% | 92.97% | 91.14% | 92.93% | 92.93% | 92.93% | [9 empty] | 0 | 5277.6916 | 69420.4164 | 69420.4164 | 69420.4164 | 58300.3759 | 69802.2475 | 54298.4079 | 69420.4164 | 69420.4164 | 69420.4164 | 92.93% | 92.93% | 92.93% | 91.7% | 92.97% | 91.14% | 92.93% | 92.93% | 92.93% | 4995.1515 | 6.653% | 4995.1515 | 6.653% | 1427.3828 | 1622.4135 | 2.161% | 40.51% | 586.3338
0% | 0% | 0% | 2043 | 12 | 744 | 51044.8039 | 51044.8039 | 51044.8039 | 9054.435 | 9054.435 | 9054.435 | 248.3063 | 534.6827 | 171.4279 | 41704.0438 | 41704.0438 | 41704.0438 | 41938.9405 | 41938.9405 | 41938.9405 | 41704.0438 | 41704.0438 | 41704.0438 | 30083.9389 | 41976.874 | 25544.4018 | 83680.9179 | 83680.9179 | 83680.9179 | 72022.8794 | 83915.8146 | 67483.3423 | 75699.5785 | 83680.9179 | 83680.9179 | 83680.9179 | [8 empty] | 0 | 105.066 | 3218.847 | [6 empty] | 0 | 0 | 0 | 0 | 0 | 0 | 283.8873 | 0 | 0 | 0 | 0 | 0 | 0 |  |  |  |  | 92.9234 | 98.789 | 173.8144 | 374.2779 | 119.9995 | [12 empty] | 4467.6046 | 79213.3132 | 79213.3132 | 79213.3132 | 67555.2748 | 79448.2099 | 63015.7377 | 79213.3132 | 79213.3132 | 79213.3132 | 94.66% | 94.66% | 94.66% | 93.8% | 94.68% | 93.38% | 94.66% | 94.66% | 94.66% | [9 empty] | 0 | 4467.6046 | 79213.3132 | 79213.3132 | 79213.3132 | 67555.2748 | 79448.2099 | 63015.7377 | 79213.3132 | 79213.3132 | 79213.3132 | 94.66% | 94.66% | 94.66% | 93.8% | 94.68% | 93.38% | 94.66% | 94.66% | 94.66% | 4293.7902 | 5.117% | 4293.7902 | 5.117% | 849.8777 | 969.8772 | 1.156% | 32.95% | 293.3796
0% | 0% | 0% | 2044 | 1 | 744 | 52801.202 | 52801.202 | 52801.202 | 9094.244 | 9094.244 | 9094.244 | 350.7979 | 755.3798 | 242.2033 | 43302.4437 | 43302.4437 | 43302.4437 | 43634.297 | 43634.297 | 43634.297 | 43302.4437 | 43302.4437 | 43302.4437 | 31274.013 | 44334.2747 | 26849.4217 | 87636.7184 | 87636.7184 | 87636.7184 | 74908.31 | 87968.5717 | 70483.7187 | 79226.1452 | 87636.7184 | 87636.7184 | 87636.7184 | [8 empty] | 0 | 98.514 | 3278.675 | [6 empty] | 0 | 0 | 0 | 0 | 0 | 0 | 390.4745 | 0 | 0 | 0 | 0 | 0 | 0 |  |  |  |  | 120.4312 | 137.6491 | 245.5585 | 528.7659 | 169.5423 | [12 empty] | 4969.6106 | 82667.1078 | 82667.1078 | 82667.1078 | 69938.6994 | 82998.9611 | 65514.1082 | 82667.1078 | 82667.1078 | 82667.1078 | 94.33% | 94.33% | 94.33% | 93.37% | 94.35% | 92.95% | 94.33% | 94.33% | 94.33% | [9 empty] | 0 | 4969.6106 | 82667.1078 | 82667.1078 | 82667.1078 | 69938.6994 | 82998.9611 | 65514.1082 | 82667.1078 | 82667.1078 | 82667.1078 | 94.33% | 94.33% | 94.33% | 93.37% | 94.35% | 92.95% | 94.33% | 94.33% | 94.33% | 4724.0521 | 5.37% | 4724.0521 | 5.37% | 1177.3208 | 1346.8631 | 1.531% | 32.53% | 409.2069
0% | 0% | 0% | 2044 | 2 | 696 | 47724.7372 | 47724.7372 | 47724.7372 | 9134.053 | 9134.053 | 9134.053 | 839.3555 | 1807.4005 | 579.5399 | 37622.7954 | 37622.7954 | 37622.7954 | 38416.8222 | 38416.8222 | 38416.8222 | 37622.7954 | 37622.7954 | 37622.7954 | 29071.1689 | 40147.7301 | 24557.9212 | 77770.5255 | 77770.5255 | 77770.5255 | 67487.9911 | 78564.5523 | 62974.7434 | 70769.6479 | 77770.5255 | 77770.5255 | 77770.5255 | [8 empty] | 0 | 92.898 | 3057.587 | [6 empty] | 0 | 0 | 0 | 0 | 0 | 0 | 486.6602 | 0 | 0 | 0 | 0 | 0 | 0 |  |  |  |  | 154.4687 | 166.6396 | 587.5489 | 1265.1804 | 405.6779 | [12 empty] | 6216.6606 | 71553.8649 | 71553.8649 | 71553.8649 | 61271.3305 | 72347.8917 | 56758.0828 | 71553.8649 | 71553.8649 | 71553.8649 | 92.01% | 92.01% | 92.01% | 90.79% | 92.09% | 90.13% | 92.01% | 92.01% | 92.01% | [9 empty] | 0 | 6216.6606 | 71553.8649 | 71553.8649 | 71553.8649 | 61271.3305 | 72347.8917 | 56758.0828 | 71553.8649 | 71553.8649 | 71553.8649 | 92.01% | 92.01% | 92.01% | 90.79% | 92.09% | 90.13% | 92.01% | 92.01% | 92.01% | 5629.1117 | 7.165% | 5629.1117 | 7.165% | 2072.9488 | 2478.6267 | 3.155% | 31.26% | 941.1027
0% | 0% | 0% | 2044 | 3 | 743 | 49998.8156 | 49998.8156 | 49998.8156 | 9173.862 | 9173.862 | 9173.862 | 1051.6161 | 2264.4653 | 726.1318 | 39612.2896 | 39612.2896 | 39612.2896 | 40607.1141 | 40607.1141 | 40607.1141 | 39612.2896 | 39612.2896 | 39612.2896 | 26454.4946 | 35994.8106 | 22173.0512 | 75607.1003 | 75607.1003 | 75607.1003 | 67061.6086 | 76601.9247 | 62780.1653 | 69691.045 | 75607.1003 | 75607.1003 | 75607.1003 | [8 empty] | 0 | 87.516 | 3232.714 | [6 empty] | 0 | 0 | 0 | 0 | 0 | 0 | 935.4102 | 0 | 0 | 0 | 0 | 0 | 0 |  |  |  |  | 204.4356 | 237.5729 | 736.1313 | 1585.1257 | 508.2922 | [12 empty] | 7527.1979 | 68079.9024 | 68079.9024 | 68079.9024 | 59534.4108 | 69074.7268 | 55252.9674 | 68079.9024 | 68079.9024 | 68079.9024 | 90.04% | 90.04% | 90.04% | 88.78% | 90.17% | 88.01% | 90.04% | 90.04% | 90.04% | [9 empty] | 0 | 7527.1979 | 68079.9024 | 68079.9024 | 68079.9024 | 59534.4108 | 69074.7268 | 55252.9674 | 68079.9024 | 68079.9024 | 68079.9024 | 90.04% | 90.04% | 90.04% | 88.78% | 90.17% | 88.01% | 90.04% | 90.04% | 90.04% | 6791.0666 | 8.865% | 6791.0666 | 8.865% | 2962.5444 | 3470.8366 | 4.531% | 32.86% | 1239.3256
0% | 0% | 0% | 2044 | 4 | 720 | 42034.9854 | 42034.9854 | 42034.9854 | 9213.671 | 9213.671 | 9213.671 | 1465.503 | 3155.6959 | 1011.9951 | 31131.3562 | 31131.3562 | 31131.3562 | 32517.7158 | 32517.7158 | 32517.7158 | 31131.3562 | 31131.3562 | 31131.3562 | 22542.2862 | 29401.7224 | 18397.1268 | 60533.0786 | 60533.0786 | 60533.0786 | 55060.0021 | 61919.4382 | 50914.8427 | 56417.1404 | 60533.0786 | 60533.0786 | 60533.0786 | [8 empty] | 0 | 96.057 | 3017.966 | [6 empty] | 0 | 0 | 0 | 0 | 0 | 0 | 1181.2297 | 0 | 0 | 0 | 0 | 0 | 0 |  |  |  |  | 226.3688 | 243.0681 | 1025.8521 | 2208.9871 | 708.3966 | [12 empty] | 8707.9253 | 51825.1533 | 51825.1533 | 51825.1533 | 46352.0768 | 53211.5129 | 42206.9174 | 51825.1533 | 51825.1533 | 51825.1533 | 85.61% | 85.61% | 85.61% | 84.18% | 85.94% | 82.9% | 85.61% | 85.61% | 85.61% | [9 empty] | 0 | 8707.9253 | 51825.1533 | 51825.1533 | 51825.1533 | 46352.0768 | 53211.5129 | 42206.9174 | 51825.1533 | 51825.1533 | 51825.1533 | 85.61% | 85.61% | 85.61% | 84.18% | 85.94% | 82.9% | 85.61% | 85.61% | 85.61% | 7682.0732 | 12.41% | 7682.0732 | 12.41% | 3859.6536 | 4568.0502 | 7.377% | 35.35% | 1858.0029
0% | 0% | 0% | 2044 | 5 | 744 | 40072.2897 | 40072.2897 | 40072.2897 | 9253.48 | 9253.48 | 9253.48 | 1750.7818 | 3769.9923 | 1209.0958 | 28799.8487 | 28799.8487 | 28799.8487 | 30456.081 | 30456.081 | 30456.081 | 28799.8487 | 28799.8487 | 28799.8487 | 18201.3944 | 22778.7368 | 14508.2182 | 51578.5855 | 51578.5855 | 51578.5855 | 48657.4754 | 53234.8177 | 44964.2991 | 49099.5584 | 51578.5855 | 51578.5855 | 51578.5855 | [8 empty] | 0 | 109.161 | 3327.41 | [6 empty] | 0 | 0 | 0 | 0 | 0 | 0 | 1186.3121 | 0 | 0 | 0 | 0 | 0 | 0 |  |  |  |  | 233.9505 | 277.973 | 1225.5473 | 2638.9946 | 846.3671 | [12 empty] | 9845.7154 | 41732.8701 | 41732.8701 | 41732.8701 | 38811.76 | 43389.1023 | 35118.5837 | 41732.8701 | 41732.8701 | 41732.8701 | 80.91% | 80.91% | 80.91% | 79.77% | 81.51% | 78.1% | 80.91% | 80.91% | 80.91% | [9 empty] | 0 | 9845.7154 | 41732.8701 | 41732.8701 | 41732.8701 | 38811.76 | 43389.1023 | 35118.5837 | 41732.8701 | 41732.8701 | 41732.8701 | 80.91% | 80.91% | 80.91% | 79.77% | 81.51% | 78.1% | 80.91% | 80.91% | 80.91% | 8620.1682 | 16.19% | 8620.1682 | 16.19% | 4337.2301 | 5183.5972 | 9.737% | 28.87% | 1812.6513
0% | 0% | 0% | 2044 | 6 | 720 | 42617.9332 | 42617.9332 | 42617.9332 | 9293.289 | 9293.289 | 9293.289 | 1685.1147 | 3628.5901 | 1163.9411 | 31381.3504 | 31381.3504 | 31381.3504 | 32975.4618 | 32975.4618 | 32975.4618 | 31381.3504 | 31381.3504 | 31381.3504 | 19210.6812 | 24291.5937 | 15571.5686 | 55672.9441 | 55672.9441 | 55672.9441 | 52186.1431 | 57267.0556 | 48547.0305 | 52907.043 | 55672.9441 | 55672.9441 | 55672.9441 | [8 empty] | 0 | 128.934 | 3110.284 | [6 empty] | 0 | 0 | 0 | 0 | 0 | 0 | 1260.8235 | 0 | 0 | 0 | 0 | 0 | 0 |  |  |  |  | 244.8829 | 270.7045 | 1179.5803 | 2540.0131 | 814.7587 | [12 empty] | 9549.981 | 46122.9631 | 46122.9631 | 46122.9631 | 42636.1621 | 47717.0745 | 38997.0494 | 46122.9631 | 46122.9631 | 46122.9631 | 82.85% | 82.85% | 82.85% | 81.7% | 83.32% | 80.33% | 82.85% | 82.85% | 82.85% | [9 empty] | 0 | 9549.981 | 46122.9631 | 46122.9631 | 46122.9631 | 42636.1621 | 47717.0745 | 38997.0494 | 46122.9631 | 46122.9631 | 46122.9631 | 82.85% | 82.85% | 82.85% | 81.7% | 83.32% | 80.33% | 82.85% | 82.85% | 82.85% | 8370.4007 | 14.62% | 8370.4007 | 14.62% | 4316.424 | 5131.1827 | 8.96% | 24.03% | 1452.2281
0% | 0% | 0% | 2044 | 7 | 744 | 48942.2768 | 48942.2768 | 48942.2768 | 9333.098 | 9333.098 | 9333.098 | 1709.2251 | 3680.5075 | 1180.781 | 37638.0247 | 37638.0247 | 37638.0247 | 39254.9445 | 39254.9445 | 39254.9445 | 37638.0247 | 37638.0247 | 37638.0247 | 20956.3466 | 27774.8917 | 17478.1584 | 65412.9164 | 65412.9164 | 65412.9164 | 60211.2911 | 67029.8362 | 56733.1029 | 61881.4695 | 65412.9164 | 65412.9164 | 65412.9164 | [8 empty] | 0 | 118.521 | 3084.53 | [6 empty] | 0 | 0 | 0 | 0 | 0 | 0 | 1221.0414 | 0 | 0 | 0 | 0 | 0 | 0 |  |  |  |  | 253.0268 | 278.3291 | 1196.4576 | 2576.3552 | 826.5467 | [12 empty] | 9554.8078 | 55858.1086 | 55858.1086 | 55858.1086 | 50656.4833 | 57475.0284 | 47178.2951 | 55858.1086 | 55858.1086 | 55858.1086 | 85.39% | 85.39% | 85.39% | 84.13% | 85.75% | 83.16% | 85.39% | 85.39% | 85.39% | [9 empty] | 0 | 9554.8078 | 55858.1086 | 55858.1086 | 55858.1086 | 50656.4833 | 57475.0284 | 47178.2951 | 55858.1086 | 55858.1086 | 55858.1086 | 85.39% | 85.39% | 85.39% | 84.13% | 85.75% | 83.16% | 85.39% | 85.39% | 85.39% | 8358.3502 | 12.47% | 8358.3502 | 12.47% | 4328.7525 | 5155.2992 | 7.691% | 25.2% | 1544.6947
0% | 0% | 0% | 2044 | 8 | 744 | 46739.8983 | 46739.8983 | 46739.8983 | 9372.907 | 9372.907 | 9372.907 | 1523.4197 | 3280.409 | 1074.144 | 35603.5995 | 35603.5995 | 35603.5995 | 37044.7481 | 37044.7481 | 37044.7481 | 35603.5995 | 35603.5995 | 35603.5995 | 20012.9198 | 25978.5084 | 16480.2697 | 61582.108 | 61582.108 | 61582.108 | 57057.6679 | 63023.2566 | 53525.0178 | 58274.1372 | 61582.108 | 61582.108 | 61582.108 | [8 empty] | 0 | 107.64 | 3021.928 | [6 empty] | 0 | 0 | 0 | 0 | 0 | 0 | 1184.1353 | 0 | 0 | 0 | 0 | 0 | 0 |  |  |  |  | 240.1483 | 258.9802 | 1066.3938 | 2296.2863 | 751.9008 | [12 empty] | 8927.4127 | 52654.6952 | 52654.6952 | 52654.6952 | 48130.2552 | 54095.8438 | 44597.6051 | 52654.6952 | 52654.6952 | 52654.6952 | 85.5% | 85.5% | 85.5% | 84.35% | 85.83% | 83.32% | 85.5% | 85.5% | 85.5% | [9 empty] | 0 | 8927.4127 | 52654.6952 | 52654.6952 | 52654.6952 | 48130.2552 | 54095.8438 | 44597.6051 | 52654.6952 | 52654.6952 | 52654.6952 | 85.5% | 85.5% | 85.5% | 84.35% | 85.83% | 83.32% | 85.5% | 85.5% | 85.5% | 7861.019 | 12.47% | 7861.019 | 12.47% | 3979.5501 | 4731.451 | 7.507% | 28.52% | 1564.074
0% | 0% | 0% | 2044 | 9 | 720 | 40602.6571 | 40602.6571 | 40602.6571 | 9412.716 | 9412.716 | 9412.716 | 1349.1581 | 2905.1683 | 951.4203 | 29628.2171 | 29628.2171 | 29628.2171 | 30904.515 | 30904.515 | 30904.515 | 29628.2171 | 29628.2171 | 29628.2171 | 18678.2765 | 23969.4469 | 15101.1953 | 53597.664 | 53597.664 | 53597.664 | 49582.7915 | 54873.962 | 46005.7103 | 50439.8361 | 53597.664 | 53597.664 | 53597.664 | [8 empty] | 0 | 102.375 | 2969.628 | [6 empty] | 0 | 0 | 0 | 0 | 0 | 0 | 1101.7737 | 0 | 0 | 0 | 0 | 0 | 0 |  |  |  |  | 206.841 | 212.6433 | 944.4107 | 2033.6178 | 665.9942 | [12 empty] | 8237.2838 | 45360.3803 | 45360.3803 | 45360.3803 | 41345.5077 | 46636.6782 | 37768.4266 | 45360.3803 | 45360.3803 | 45360.3803 | 84.63% | 84.63% | 84.63% | 83.39% | 84.99% | 82.1% | 84.63% | 84.63% | 84.63% | [9 empty] | 0 | 8237.2838 | 45360.3803 | 45360.3803 | 45360.3803 | 41345.5077 | 46636.6782 | 37768.4266 | 45360.3803 | 45360.3803 | 45360.3803 | 84.63% | 84.63% | 84.63% | 83.39% | 84.99% | 82.1% | 84.63% | 84.63% | 84.63% | 7292.8731 | 13.29% | 7292.8731 | 13.29% | 3554.8758 | 4220.8701 | 7.692% | 31.86% | 1547.4594
0% | 0% | 0% | 2044 | 10 | 744 | 42661.4464 | 42661.4464 | 42661.4464 | 9452.525 | 9452.525 | 9452.525 | 957.8748 | 2062.6103 | 675.5931 | 32100.0979 | 32100.0979 | 32100.0979 | 33006.2435 | 33006.2435 | 33006.2435 | 32100.0979 | 32100.0979 | 32100.0979 | 20334.3539 | 27267.3823 | 16926.2859 | 59367.4803 | 59367.4803 | 59367.4803 | 53340.5973 | 60273.6258 | 49932.5294 | 55103.0776 | 59367.4803 | 59367.4803 | 59367.4803 | [8 empty] | 0 | 118.17 | 3225.186 | [6 empty] | 0 | 0 | 0 | 0 | 0 | 0 | 779.7308 | 0 | 0 | 0 | 0 | 0 | 0 |  |  |  |  | 145.5937 | 145.1674 | 670.5123 | 1443.8272 | 472.9152 | [12 empty] | 7001.1027 | 52366.3776 | 52366.3776 | 52366.3776 | 46339.4947 | 53272.5231 | 42931.4267 | 52366.3776 | 52366.3776 | 52366.3776 | 88.21% | 88.21% | 88.21% | 86.87% | 88.38% | 85.98% | 88.21% | 88.21% | 88.21% | [9 empty] | 0 | 7001.1027 | 52366.3776 | 52366.3776 | 52366.3776 | 46339.4947 | 53272.5231 | 42931.4267 | 52366.3776 | 52366.3776 | 52366.3776 | 88.21% | 88.21% | 88.21% | 86.87% | 88.38% | 85.98% | 88.21% | 88.21% | 88.21% | 6330.5903 | 10.5% | 6330.5903 | 10.5% | 2514.3191 | 2987.2343 | 4.956% | 35.74% | 1232.4551
0% | 0% | 0% | 2044 | 11 | 721 | 45136.3798 | 45136.3798 | 45136.3798 | 9492.334 | 9492.334 | 9492.334 | 403.6288 | 869.1417 | 284.7368 | 35176.7937 | 35176.7937 | 35176.7937 | 35558.6248 | 35558.6248 | 35558.6248 | 35176.7937 | 35176.7937 | 35176.7937 | 27975.7197 | 40443.2799 | 24517.5583 | 75620.0735 | 75620.0735 | 75620.0735 | 63534.3445 | 76001.9047 | 60076.1831 | 68039.0439 | 75620.0735 | 75620.0735 | 75620.0735 | [8 empty] | 0 | 104.364 | 3268.374 | [6 empty] | 0 | 0 | 0 | 0 | 0 | 0 | 570.704 | 0 | 0 | 0 | 0 | 0 | 0 |  |  |  |  | 100.4221 | 111.6871 | 282.5402 | 608.3992 | 199.3157 | [12 empty] | 5245.8063 | 70374.2672 | 70374.2672 | 70374.2672 | 58288.5382 | 70756.0983 | 54830.3767 | 70374.2672 | 70374.2672 | 70374.2672 | 93.06% | 93.06% | 93.06% | 91.74% | 93.1% | 91.27% | 93.06% | 93.06% | 93.06% | [9 empty] | 0 | 5245.8063 | 70374.2672 | 70374.2672 | 70374.2672 | 58288.5382 | 70756.0983 | 54830.3767 | 70374.2672 | 70374.2672 | 70374.2672 | 93.06% | 93.06% | 93.06% | 91.74% | 93.1% | 91.27% | 93.06% | 93.06% | 93.06% | 4963.2662 | 6.53% | 4963.2662 | 6.53% | 1391.2124 | 1590.5282 | 2.093% | 40.51% | 588.6474
0% | 0% | 0% | 2044 | 12 | 744 | 51266.4449 | 51266.4449 | 51266.4449 | 9532.143 | 9532.143 | 9532.143 | 248.3063 | 534.6827 | 175.1875 | 41446.8489 | 41446.8489 | 41446.8489 | 41681.7456 | 41681.7456 | 41681.7456 | 41446.8489 | 41446.8489 | 41446.8489 | 30337.3854 | 43296.786 | 26355.1469 | 84743.6349 | 84743.6349 | 84743.6349 | 72019.131 | 84978.5316 | 68036.8925 | 76507.712 | 84743.6349 | 84743.6349 | 84743.6349 | [8 empty] | 0 | 105.066 | 3218.847 | [6 empty] | 0 | 0 | 0 | 0 | 0 | 0 | 267.4371 | 0 | 0 | 0 | 0 | 0 | 0 |  |  |  |  | 92.4588 | 98.2951 | 173.8144 | 374.2779 | 122.6313 | [12 empty] | 4452.8276 | 80290.8074 | 80290.8074 | 80290.8074 | 67566.3035 | 80525.7041 | 63584.0649 | 80290.8074 | 80290.8074 | 80290.8074 | 94.75% | 94.75% | 94.75% | 93.82% | 94.76% | 93.46% | 94.75% | 94.75% | 94.75% | [9 empty] | 0 | 4452.8276 | 80290.8074 | 80290.8074 | 80290.8074 | 67566.3035 | 80525.7041 | 63584.0649 | 80290.8074 | 80290.8074 | 80290.8074 | 94.75% | 94.75% | 94.75% | 93.82% | 94.76% | 93.46% | 94.75% | 94.75% | 94.75% | 4279.0132 | 5.035% | 4279.0132 | 5.035% | 832.4689 | 955.1002 | 1.124% | 32.95% | 294.5353
0% | 0% | 0% | 2045 | 1 | 744 | 53029.6411 | 53029.6411 | 53029.6411 | 9571.952 | 9571.952 | 9571.952 | 350.7979 | 755.3798 | 247.5112 | 43051.5825 | 43051.5825 | 43051.5825 | 43383.4358 | 43383.4358 | 43383.4358 | 43051.5825 | 43051.5825 | 43051.5825 | 31547.4547 | 45696.7852 | 27722.4026 | 88748.3676 | 88748.3676 | 88748.3676 | 74930.8905 | 89080.2209 | 71105.8384 | 80093.0297 | 88748.3676 | 88748.3676 | 88748.3676 | [8 empty] | 0 | 98.514 | 3278.675 | [6 empty] | 0 | 0 | 0 | 0 | 0 | 0 | 364.0348 | 0 | 0 | 0 | 0 | 0 | 0 |  |  |  |  | 119.8291 | 136.9609 | 245.5585 | 528.7659 | 173.2578 | [12 empty] | 4945.596 | 83802.7717 | 83802.7717 | 83802.7717 | 69985.2945 | 84134.625 | 66160.2424 | 83802.7717 | 83802.7717 | 83802.7717 | 94.43% | 94.43% | 94.43% | 93.4% | 94.45% | 93.04% | 94.43% | 94.43% | 94.43% | [9 empty] | 0 | 4945.596 | 83802.7717 | 83802.7717 | 83802.7717 | 69985.2945 | 84134.625 | 66160.2424 | 83802.7717 | 83802.7717 | 83802.7717 | 94.43% | 94.43% | 94.43% | 93.4% | 94.45% | 93.04% | 94.43% | 94.43% | 94.43% | 4700.0375 | 5.276% | 4700.0375 | 5.276% | 1149.5906 | 1322.8485 | 1.485% | 32.53% | 410.8178
0% | 0% | 0% | 2045 | 2 | 672 | 47928.8834 | 47928.8834 | 47928.8834 | 9611.761 | 9611.761 | 9611.761 | 839.3555 | 1807.4005 | 592.2359 | 37345.4248 | 37345.4248 | 37345.4248 | 38139.4517 | 38139.4517 | 38139.4517 | 37345.4248 | 37345.4248 | 37345.4248 | 29307.1725 | 41429.4071 | 25300.2639 | 78774.832 | 78774.832 | 78774.832 | 67446.6242 | 79568.8588 | 63439.7156 | 71504.2872 | 78774.832 | 78774.832 | 78774.832 | [8 empty] | 0 | 92.898 | 3057.587 | [6 empty] | 0 | 0 | 0 | 0 | 0 | 0 | 453.7076 | 0 | 0 | 0 | 0 | 0 | 0 |  |  |  |  | 153.6963 | 165.8064 | 587.5489 | 1265.1804 | 414.5651 | [12 empty] | 6190.9896 | 72583.8424 | 72583.8424 | 72583.8424 | 61255.6346 | 73377.8692 | 57248.726 | 72583.8424 | 72583.8424 | 72583.8424 | 92.14% | 92.14% | 92.14% | 90.82% | 92.22% | 90.24% | 92.14% | 92.14% | 92.14% | [9 empty] | 0 | 6190.9896 | 72583.8424 | 72583.8424 | 72583.8424 | 61255.6346 | 73377.8692 | 57248.726 | 72583.8424 | 72583.8424 | 72583.8424 | 92.14% | 92.14% | 92.14% | 90.82% | 92.22% | 90.24% | 92.14% | 92.14% | 92.14% | 5603.4407 | 7.042% | 5603.4407 | 7.042% | 2038.3906 | 2452.9557 | 3.083% | 31.26% | 944.8061
0% | 0% | 0% | 2045 | 3 | 743 | 50211.5797 | 50211.5797 | 50211.5797 | 9651.57 | 9651.57 | 9651.57 | 1051.6161 | 2264.4653 | 742.0307 | 39342.5761 | 39342.5761 | 39342.5761 | 40337.4005 | 40337.4005 | 40337.4005 | 39342.5761 | 39342.5761 | 39342.5761 | 26663.1709 | 37168.3834 | 22812.9826 | 76510.9595 | 76510.9595 | 76510.9595 | 67000.5714 | 77505.7839 | 63150.3831 | 70328.0835 | 76510.9595 | 76510.9595 | 76510.9595 | [8 empty] | 0 | 87.516 | 3232.714 | [6 empty] | 0 | 0 | 0 | 0 | 0 | 0 | 872.0719 | 0 | 0 | 0 | 0 | 0 | 0 |  |  |  |  | 203.4134 | 236.3851 | 736.1313 | 1585.1257 | 519.4215 | [12 empty] | 7472.7788 | 69038.1807 | 69038.1807 | 69038.1807 | 59527.7926 | 70033.0051 | 55677.6043 | 69038.1807 | 69038.1807 | 69038.1807 | 90.23% | 90.23% | 90.23% | 88.85% | 90.36% | 88.17% | 90.23% | 90.23% | 90.23% | [9 empty] | 0 | 7472.7788 | 69038.1807 | 69038.1807 | 69038.1807 | 59527.7926 | 70033.0051 | 55677.6043 | 69038.1807 | 69038.1807 | 69038.1807 | 90.23% | 90.23% | 90.23% | 88.85% | 90.36% | 88.17% | 90.23% | 90.23% | 90.23% | 6736.6475 | 8.692% | 6736.6475 | 8.692% | 2896.996 | 3416.4175 | 4.408% | 32.86% | 1244.2001
0% | 0% | 0% | 2045 | 4 | 720 | 42215.4696 | 42215.4696 | 42215.4696 | 9691.379 | 9691.379 | 9691.379 | 1465.503 | 3155.6959 | 1034.1341 | 30827.4907 | 30827.4907 | 30827.4907 | 32213.8504 | 32213.8504 | 32213.8504 | 30827.4907 | 30827.4907 | 30827.4907 | 22700.7091 | 30420.6825 | 18863.8041 | 61248.1733 | 61248.1733 | 61248.1733 | 54914.5595 | 62634.5329 | 51077.6545 | 56856.0937 | 61248.1733 | 61248.1733 | 61248.1733 | [8 empty] | 0 | 96.057 | 3017.966 | [6 empty] | 0 | 0 | 0 | 0 | 0 | 0 | 1101.2465 | 0 | 0 | 0 | 0 | 0 | 0 |  |  |  |  | 225.2369 | 241.8528 | 1025.8521 | 2208.9871 | 723.8939 | [12 empty] | 8641.0923 | 52607.081 | 52607.081 | 52607.081 | 46273.4672 | 53993.4407 | 42436.5622 | 52607.081 | 52607.081 | 52607.081 | 85.89% | 85.89% | 85.89% | 84.26% | 86.2% | 83.08% | 85.89% | 85.89% | 85.89% | [9 empty] | 0 | 8641.0923 | 52607.081 | 52607.081 | 52607.081 | 46273.4672 | 53993.4407 | 42436.5622 | 52607.081 | 52607.081 | 52607.081 | 85.89% | 85.89% | 85.89% | 84.26% | 86.2% | 83.08% | 85.89% | 85.89% | 85.89% | 7615.2402 | 12.16% | 7615.2402 | 12.16% | 3777.3233 | 4501.2172 | 7.186% | 35.35% | 1865.305
0% | 0% | 0% | 2045 | 5 | 744 | 40244.3088 | 40244.3088 | 40244.3088 | 9731.188 | 9731.188 | 9731.188 | 1750.7818 | 3769.9923 | 1235.5218 | 28486.232 | 28486.232 | 28486.232 | 30142.4643 | 30142.4643 | 30142.4643 | 28486.232 | 28486.232 | 28486.232 | 18318.8429 | 23614.3095 | 14828.6132 | 52100.5415 | 52100.5415 | 52100.5415 | 48461.3071 | 53756.7738 | 44971.0775 | 49363.9256 | 52100.5415 | 52100.5415 | 52100.5415 | [8 empty] | 0 | 109.161 | 3327.41 | [6 empty] | 0 | 0 | 0 | 0 | 0 | 0 | 1105.9847 | 0 | 0 | 0 | 0 | 0 | 0 | [5 empty] | 276.5831 | 1225.5473 | 2638.9946 | 864.8652 | [12 empty] | 9548.5459 | 42551.9956 | 42551.9956 | 42551.9956 | 38912.7612 | 44208.2278 | 35422.5315 | 42551.9956 | 42551.9956 | 42551.9956 | 81.67% | 81.67% | 81.67% | 80.3% | 82.24% | 78.77% | 81.67% | 81.67% | 81.67% | [9 empty] | 0 | 9548.5459 | 42551.9956 | 42551.9956 | 42551.9956 | 38912.7612 | 44208.2278 | 35422.5315 | 42551.9956 | 42551.9956 | 42551.9956 | 81.67% | 81.67% | 81.67% | 80.3% | 82.24% | 78.77% | 81.67% | 81.67% | 81.67% | 8322.9987 | 15.48% | 8322.9987 | 15.48% | 4021.5624 | 4886.4277 | 9.09% | 28.87% | 1819.769
0% | 0% | 0% | 2045 | 6 | 720 | 42801.6679 | 42801.6679 | 42801.6679 | 9770.997 | 9770.997 | 9770.997 | 1685.1147 | 3628.5901 | 1189.3327 | 31079.7596 | 31079.7596 | 31079.7596 | 32673.8711 | 32673.8711 | 32673.8711 | 31079.7596 | 31079.7596 | 31079.7596 | 19363.3228 | 25171.58 | 15942.89 | 56251.3396 | 56251.3396 | 56251.3396 | 52037.1939 | 57845.451 | 48616.7611 | 53231.1061 | 56251.3396 | 56251.3396 | 56251.3396 | [8 empty] | 0 | 128.934 | 3110.284 | [6 empty] | 0 | 0 | 0 | 0 | 0 | 0 | 1175.4509 | 0 | 0 | 0 | 0 | 0 | 0 | [5 empty] | 269.3509 | 1179.5803 | 2540.0131 | 832.5329 | [12 empty] | 9236.1461 | 47015.1935 | 47015.1935 | 47015.1935 | 42801.0478 | 48609.3049 | 39380.615 | 47015.1935 | 47015.1935 | 47015.1935 | 83.58% | 83.58% | 83.58% | 82.25% | 84.03% | 81% | 83.58% | 83.58% | 83.58% | [9 empty] | 0 | 9236.1461 | 47015.1935 | 47015.1935 | 47015.1935 | 42801.0478 | 48609.3049 | 39380.615 | 47015.1935 | 47015.1935 | 47015.1935 | 83.58% | 83.58% | 83.58% | 82.25% | 84.03% | 81% | 83.58% | 83.58% | 83.58% | 8056.5658 | 13.93% | 8056.5658 | 13.93% | 3984.8149 | 4817.3478 | 8.328% | 24.03% | 1457.9207
0% | 0% | 0% | 2045 | 7 | 744 | 49154.0332 | 49154.0332 | 49154.0332 | 9810.806 | 9810.806 | 9810.806 | 1709.2251 | 3680.5075 | 1206.4948 | 37364.359 | 37364.359 | 37364.359 | 38981.2788 | 38981.2788 | 38981.2788 | 37364.359 | 37364.359 | 37364.359 | 21136.6129 | 28717.2849 | 17945.295 | 66081.6439 | 66081.6439 | 66081.6439 | 60117.8917 | 67698.5637 | 56926.5738 | 62312.5687 | 66081.6439 | 66081.6439 | 66081.6439 | [8 empty] | 0 | 118.521 | 3084.53 | [6 empty] | 0 | 0 | 0 | 0 | 0 | 0 | 1138.3625 | 0 | 0 | 0 | 0 | 0 | 0 | [5 empty] | 276.9374 | 1196.4576 | 2576.3552 | 844.5463 | [12 empty] | 9235.7101 | 56845.9339 | 56845.9339 | 56845.9339 | 50882.1816 | 58462.8536 | 47690.8638 | 56845.9339 | 56845.9339 | 56845.9339 | 86.02% | 86.02% | 86.02% | 84.64% | 86.36% | 83.78% | 86.02% | 86.02% | 86.02% | [9 empty] | 0 | 9235.7101 | 56845.9339 | 56845.9339 | 56845.9339 | 50882.1816 | 58462.8536 | 47690.8638 | 56845.9339 | 56845.9339 | 56845.9339 | 86.02% | 86.02% | 86.02% | 84.64% | 86.36% | 83.78% | 86.02% | 86.02% | 86.02% | 8039.2525 | 11.88% | 8039.2525 | 11.88% | 3991.6551 | 4836.2015 | 7.144% | 25.2% | 1550.7399
0% | 0% | 0% | 2045 | 8 | 744 | 46941.8986 | 46941.8986 | 46941.8986 | 9850.615 | 9850.615 | 9850.615 | 1523.4197 | 3280.409 | 1075.5199 | 35327.4791 | 35327.4791 | 35327.4791 | 36768.6277 | 36768.6277 | 36768.6277 | 35327.4791 | 35327.4791 | 35327.4791 | 20177.6898 | 26886.4332 | 16889.7872 | 62213.9122 | 62213.9122 | 62213.9122 | 56946.3175 | 63655.0608 | 53658.4149 | 58656.7379 | 62213.9122 | 62213.9122 | 62213.9122 | [8 empty] | 0 | 107.64 | 3021.928 | [6 empty] | 0 | 0 | 0 | 0 | 0 | 0 | 1103.9554 | 0 | 0 | 0 | 0 | 0 | 0 | [5 empty] | 257.6853 | 1066.3938 | 2296.2863 | 752.8639 | [12 empty] | 8606.7527 | 53607.1595 | 53607.1595 | 53607.1595 | 48339.5648 | 55048.3081 | 45051.6622 | 53607.1595 | 53607.1595 | 53607.1595 | 86.17% | 86.17% | 86.17% | 84.89% | 86.48% | 83.96% | 86.17% | 86.17% | 86.17% | [9 empty] | 0 | 8606.7527 | 53607.1595 | 53607.1595 | 53607.1595 | 48339.5648 | 55048.3081 | 45051.6622 | 53607.1595 | 53607.1595 | 53607.1595 | 86.17% | 86.17% | 86.17% | 84.89% | 86.48% | 83.96% | 86.17% | 86.17% | 86.17% | 7540.3589 | 11.85% | 7540.3589 | 11.85% | 3657.927 | 4410.7909 | 6.929% | 28.52% | 1564.4401
0% | 0% | 0% | 2045 | 9 | 720 | 40778.1079 | 40778.1079 | 40778.1079 | 9890.424 | 9890.424 | 9890.424 | 1349.1581 | 2905.1683 | 952.6066 | 29325.604 | 29325.604 | 29325.604 | 30601.9019 | 30601.9019 | 30601.9019 | 29325.604 | 29325.604 | 29325.604 | 18800.815 | 24819.9233 | 15434.0652 | 54145.5273 | 54145.5273 | 54145.5273 | 49402.7169 | 55421.8252 | 46035.9671 | 50728.8962 | 54145.5273 | 54145.5273 | 54145.5273 | [8 empty] | 0 | 102.375 | 2969.628 | [6 empty] | 0 | 0 | 0 | 0 | 0 | 0 | 1027.1706 | 0 | 0 | 0 | 0 | 0 | 0 | [5 empty] | 211.5801 | 944.4107 | 2033.6178 | 666.8246 | [12 empty] | 7955.6068 | 46189.9205 | 46189.9205 | 46189.9205 | 41447.1101 | 47466.2184 | 38080.3603 | 46189.9205 | 46189.9205 | 46189.9205 | 85.31% | 85.31% | 85.31% | 83.9% | 85.65% | 82.72% | 85.31% | 85.31% | 85.31% | [9 empty] | 0 | 7955.6068 | 46189.9205 | 46189.9205 | 46189.9205 | 41447.1101 | 47466.2184 | 38080.3603 | 46189.9205 | 46189.9205 | 46189.9205 | 85.31% | 85.31% | 85.31% | 83.9% | 85.65% | 82.72% | 85.31% | 85.31% | 85.31% | 7011.1961 | 12.65% | 7011.1961 | 12.65% | 3272.3685 | 3939.1931 | 7.108% | 31.86% | 1547.812
0% | 0% | 0% | 2045 | 10 | 744 | 42844.9449 | 42844.9449 | 42844.9449 | 9930.233 | 9930.233 | 9930.233 | 957.8748 | 2062.6103 | 676.4123 | 31805.6427 | 31805.6427 | 31805.6427 | 32711.7882 | 32711.7882 | 32711.7882 | 31805.6427 | 31805.6427 | 31805.6427 | 20482.9106 | 28176.5026 | 17348.939 | 59982.1453 | 59982.1453 | 59982.1453 | 53194.6989 | 60888.2908 | 50060.7272 | 55474.509 | 59982.1453 | 59982.1453 | 59982.1453 | [8 empty] | 0 | 118.17 | 3225.186 | [6 empty] | 0 | 0 | 0 | 0 | 0 | 0 | 752.4073 | 0 | 0 | 0 | 0 | 0 | 0 | [5 empty] | 144.4416 | 670.5123 | 1443.8272 | 473.4886 | [12 empty] | 6828.033 | 53154.1123 | 53154.1123 | 53154.1123 | 46366.6658 | 54060.2578 | 43232.6942 | 53154.1123 | 53154.1123 | 53154.1123 | 88.62% | 88.62% | 88.62% | 87.16% | 88.79% | 86.36% | 88.62% | 88.62% | 88.62% | [9 empty] | 0 | 6828.033 | 53154.1123 | 53154.1123 | 53154.1123 | 46366.6658 | 54060.2578 | 43232.6942 | 53154.1123 | 53154.1123 | 53154.1123 | 88.62% | 88.62% | 88.62% | 87.16% | 88.79% | 86.36% | 88.62% | 88.62% | 88.62% | 6157.5207 | 10.11% | 6157.5207 | 10.11% | 2340.676 | 2814.1647 | 4.622% | 35.74% | 1232.7282
0% | 0% | 0% | 2045 | 11 | 721 | 45329.6452 | 45329.6452 | 45329.6452 | 9970.042 | 9970.042 | 9970.042 | 403.6288 | 869.1417 | 285.0697 | 34892.2512 | 34892.2512 | 34892.2512 | 35274.0823 | 35274.0823 | 35274.0823 | 34892.2512 | 34892.2512 | 34892.2512 | 28218.2409 | 41651.5245 | 25258.5259 | 76543.7757 | 76543.7757 | 76543.7757 | 63492.3232 | 76925.6068 | 60532.6083 | 68729.1075 | 76543.7757 | 76543.7757 | 76543.7757 | [8 empty] | 0 | 104.364 | 3268.374 | [6 empty] | 0 | 0 | 0 | 0 | 0 | 0 | 550.7052 | 0 | 0 | 0 | 0 | 0 | 0 | [5 empty] | 111.1287 | 282.5402 | 608.3992 | 199.5488 | [12 empty] | 5125.06 | 71418.7157 | 71418.7157 | 71418.7157 | 58367.2632 | 71800.5468 | 55407.5483 | 71418.7157 | 71418.7157 | 71418.7157 | 93.3% | 93.3% | 93.3% | 91.93% | 93.34% | 91.53% | 93.3% | 93.3% | 93.3% | [9 empty] | 0 | 5125.06 | 71418.7157 | 71418.7157 | 71418.7157 | 58367.2632 | 71800.5468 | 55407.5483 | 71418.7157 | 71418.7157 | 71418.7157 | 93.3% | 93.3% | 93.3% | 91.93% | 93.34% | 91.53% | 93.3% | 93.3% | 93.3% | 4842.5199 | 6.295% | 4842.5199 | 6.295% | 1270.2331 | 1469.7819 | 1.911% | 40.51% | 588.7732
0% | 0% | 0% | 2045 | 12 | 744 | 51488.0858 | 51488.0858 | 51488.0858 | 10009.851 | 10009.851 | 10009.851 | 248.3063 | 534.6827 | 175.3875 | 41190.7219 | 41190.7219 | 41190.7219 | 41425.6186 | 41425.6186 | 41425.6186 | 41190.7219 | 41190.7219 | 41190.7219 | 30590.8025 | 44616.698 | 27116.1807 | 85807.4199 | 85807.4199 | 85807.4199 | 72016.4211 | 86042.3166 | 68541.7993 | 77292.058 | 85807.4199 | 85807.4199 | 85807.4199 | [8 empty] | 0 | 105.066 | 3218.847 | [6 empty] | 0 | 0 | 0 | 0 | 0 | 0 | 258.0655 | 0 | 0 | 0 | 0 | 0 | 0 | [5 empty] | 97.8036 | 173.8144 | 374.2779 | 122.7713 | [12 empty] | 4350.6456 | 81456.7743 | 81456.7743 | 81456.7743 | 67665.7754 | 81691.671 | 64191.1537 | 81456.7743 | 81456.7743 | 81456.7743 | 94.93% | 94.93% | 94.93% | 93.96% | 94.94% | 93.65% | 94.93% | 94.93% | 94.93% | [9 empty] | 0 | 4350.6456 | 81456.7743 | 81456.7743 | 81456.7743 | 67665.7754 | 81691.671 | 64191.1537 | 81456.7743 | 81456.7743 | 81456.7743 | 94.93% | 94.93% | 94.93% | 93.96% | 94.94% | 93.65% | 94.93% | 94.93% | 94.93% | 4176.8312 | 4.854% | 4176.8312 | 4.854% | 730.147 | 852.9182 | 0.9913% | 32.95% | 294.5967
0% | 0% | 0% | 2046 | 1 | 744 | 0 |  | 0 | 0 |  | 0 | 350.7979 | 755.3798 | 247.7909 | -406.1906 | -406.1906 | -406.1906 | -74.3373 | -74.3373 | -74.3373 | -406.1906 | -406.1906 | -406.1906 | 0 |  | 0 | -406.1906 | -406.1906 | -406.1906 | -74.3373 | -74.3373 | -74.3373 | -74.3373 | -406.1906 | -406.1906 | -406.1906 | [8 empty] | 0 | 98.514 | 3278.675 | [6 empty] | 0 | 0 | 0 | 0 | 0 | 0 | 364.0348 | 0 | 0 | 0 | 0 | 0 | 0 | [5 empty] | 136.2761 | 245.5585 | 528.7659 | 173.4536 | [12 empty] | 4825.2779 | -5231.4684 | -5231.4684 | -5231.4684 | -4899.6151 | -4899.6151 | -4899.6151 | -5231.4684 | -5231.4684 | -5231.4684 | 1288% | 1288% | 1288% | 6591% | 6591% | 6591% | 1288% | 1288% | 1288% | [9 empty] | 0 | 4825.2779 | -5231.4684 | -5231.4684 | -5231.4684 | -4899.6151 | -4899.6151 | -4899.6151 | -5231.4684 | -5231.4684 | -5231.4684 | 1288% | 1288% | 1288% | 6591% | 6591% | 6591% | 1288% | 1288% | 1288% | 4579.7194 | -6161% | 4579.7194 | -6161% | 1029.0768 | 1202.5304 | -1618% | 32.53% | 410.9027
0% | 0% | 0% | 2046 | 2 | 672 | 0 |  | 0 | 0 |  | 0 | 839.3555 | 1807.4005 | 592.9018 | -971.8974 | -971.8974 | -971.8974 | -177.8705 | -177.8705 | -177.8705 | -971.8974 | -971.8974 | -971.8974 | 0 |  | 0 | -971.8974 | -971.8974 | -971.8974 | -177.8705 | -177.8705 | -177.8705 | -177.8705 | -971.8974 | -971.8974 | -971.8974 | [8 empty] | 0 | 92.898 | 3057.587 | [6 empty] | 0 | 0 | 0 | 0 | 0 | 0 | 453.7076 | 0 | 0 | 0 | 0 | 0 | 0 | [5 empty] | 164.9773 | 587.5489 | 1265.1804 | 415.0313 | [12 empty] | 6036.9304 | -7008.8278 | -7008.8278 | -7008.8278 | -6214.801 | -6214.801 | -6214.801 | -7008.8278 | -7008.8278 | -7008.8278 | 721.1% | 721.1% | 721.1% | 3494% | 3494% | 3494% | 721.1% | 721.1% | 721.1% | [9 empty] | 0 | 6036.9304 | -7008.8278 | -7008.8278 | -7008.8278 | -6214.801 | -6214.801 | -6214.801 | -7008.8278 | -7008.8278 | -7008.8278 | 721.1% | 721.1% | 721.1% | 3494% | 3494% | 3494% | 721.1% | 721.1% | 721.1% | 5449.3815 | -3064% | 5449.3815 | -3064% | 1883.8653 | 2298.8965 | -1292% | 31.26% | 945.0003
0% | 0% | 0% | 2046 | 3 | 743 | 0 |  | 0 | 0 |  | 0 | 1051.6161 | 2264.4653 | 742.859 | -1217.6821 | -1217.6821 | -1217.6821 | -222.8577 | -222.8577 | -222.8577 | -1217.6821 | -1217.6821 | -1217.6821 | 0 |  | 0 | -1217.6821 | -1217.6821 | -1217.6821 | -222.8577 | -222.8577 | -222.8577 | -222.8577 | -1217.6821 | -1217.6821 | -1217.6821 | [8 empty] | 0 | 87.516 | 3232.714 | [6 empty] | 0 | 0 | 0 | 0 | 0 | 0 | 872.0719 | 0 | 0 | 0 | 0 | 0 | 0 | [5 empty] | 235.2032 | 736.1313 | 1585.1257 | 520.0013 | [12 empty] | 7268.7633 | -8486.4454 | -8486.4454 | -8486.4454 | -7491.621 | -7491.621 | -7491.621 | -8486.4454 | -8486.4454 | -8486.4454 | 696.9% | 696.9% | 696.9% | 3362% | 3362% | 3362% | 696.9% | 696.9% | 696.9% | [9 empty] | 0 | 7268.7633 | -8486.4454 | -8486.4454 | -8486.4454 | -7491.621 | -7491.621 | -7491.621 | -8486.4454 | -8486.4454 | -8486.4454 | 696.9% | 696.9% | 696.9% | 3362% | 3362% | 3362% | 696.9% | 696.9% | 696.9% | 6532.632 | -2931% | 6532.632 | -2931% | 2692.4007 | 3212.402 | -1441% | 32.86% | 1244.4541
0% | 0% | 0% | 2046 | 4 | 720 | 0 |  | 0 | 0 |  | 0 | 1465.503 | 3155.6959 | 1035.275 | -1696.9422 | -1696.9422 | -1696.9422 | -310.5825 | -310.5825 | -310.5825 | -1696.9422 | -1696.9422 | -1696.9422 | 0 |  | 0 | -1696.9422 | -1696.9422 | -1696.9422 | -310.5825 | -310.5825 | -310.5825 | -310.5825 | -1696.9422 | -1696.9422 | -1696.9422 | [8 empty] | 0 | 96.057 | 3017.966 | [6 empty] | 0 | 0 | 0 | 0 | 0 | 0 | 1101.2465 | 0 | 0 | 0 | 0 | 0 | 0 | [5 empty] | 240.6435 | 1025.8521 | 2208.9871 | 724.6925 | [12 empty] | 8415.4447 | -10112.3869 | -10112.3869 | -10112.3869 | -8726.0272 | -8726.0272 | -8726.0272 | -10112.3869 | -10112.3869 | -10112.3869 | 595.9% | 595.9% | 595.9% | 2810% | 2810% | 2810% | 595.9% | 595.9% | 595.9% | [9 empty] | 0 | 8415.4447 | -10112.3869 | -10112.3869 | -10112.3869 | -8726.0272 | -8726.0272 | -8726.0272 | -10112.3869 | -10112.3869 | -10112.3869 | 595.9% | 595.9% | 595.9% | 2810% | 2810% | 2810% | 595.9% | 595.9% | 595.9% | 7389.5926 | -2379% | 7389.5926 | -2379% | 3550.8771 | 4275.5696 | -1377% | 35.35% | 1865.6813
0% | 0% | 0% | 2046 | 5 | 744 | 0 |  | 0 | 0 |  | 0 | 1750.7818 | 3769.9923 | 1236.867 | -2027.2923 | -2027.2923 | -2027.2923 | -371.0601 | -371.0601 | -371.0601 | -2027.2923 | -2027.2923 | -2027.2923 | 0 |  | 0 | -2027.2923 | -2027.2923 | -2027.2923 | -371.0601 | -371.0601 | -371.0601 | -371.0601 | -2027.2923 | -2027.2923 | -2027.2923 | [8 empty] | 0 | 109.161 | 3327.41 | [6 empty] | 0 | 0 | 0 | 0 | 0 | 0 | 1105.9847 | 0 | 0 | 0 | 0 | 0 | 0 | [5 empty] | 275.2002 | 1225.5473 | 2638.9946 | 865.8069 | [12 empty] | 9548.1047 | -11575.397 | -11575.397 | -11575.397 | -9919.1648 | -9919.1648 | -9919.1648 | -11575.397 | -11575.397 | -11575.397 | 571% | 571% | 571% | 2673% | 2673% | 2673% | 571% | 571% | 571% | [9 empty] | 0 | 9548.1047 | -11575.397 | -11575.397 | -11575.397 | -9919.1648 | -9919.1648 | -9919.1648 | -11575.397 | -11575.397 | -11575.397 | 571% | 571% | 571% | 2673% | 2673% | 2673% | 571% | 571% | 571% | 8322.5574 | -2243% | 8322.5574 | -2243% | 4020.1795 | 4885.9864 | -1317% | 28.87% | 1820.1313
0% | 0% | 0% | 2046 | 6 | 720 | 0 |  | 0 | 0 |  | 0 | 1685.1147 | 3628.5901 | 1190.5939 | -1951.2896 | -1951.2896 | -1951.2896 | -357.1782 | -357.1782 | -357.1782 | -1951.2896 | -1951.2896 | -1951.2896 | 0 |  | 0 | -1951.2896 | -1951.2896 | -1951.2896 | -357.1782 | -357.1782 | -357.1782 | -357.1782 | -1951.2896 | -1951.2896 | -1951.2896 | [8 empty] | 0 | 128.934 | 3110.284 | [6 empty] | 0 | 0 | 0 | 0 | 0 | 0 | 1175.4509 | 0 | 0 | 0 | 0 | 0 | 0 | [5 empty] | 268.0042 | 1179.5803 | 2540.0131 | 833.4157 | [12 empty] | 9235.6822 | -11186.9718 | -11186.9718 | -11186.9718 | -9592.8604 | -9592.8604 | -9592.8604 | -11186.9718 | -11186.9718 | -11186.9718 | 573.3% | 573.3% | 573.3% | 2686% | 2686% | 2686% | 573.3% | 573.3% | 573.3% | [9 empty] | 0 | 9235.6822 | -11186.9718 | -11186.9718 | -11186.9718 | -9592.8604 | -9592.8604 | -9592.8604 | -11186.9718 | -11186.9718 | -11186.9718 | 573.3% | 573.3% | 573.3% | 2686% | 2686% | 2686% | 573.3% | 573.3% | 573.3% | 8056.1019 | -2255% | 8056.1019 | -2255% | 3983.4681 | 4816.8839 | -1349% | 24.03% | 1458.2035
0% | 0% | 0% | 2046 | 7 | 744 | 0 |  | 0 | 0 |  | 0 | 1709.2251 | 3680.5075 | 1207.7419 | -1979.2423 | -1979.2423 | -1979.2423 | -362.3226 | -362.3226 | -362.3226 | -1979.2423 | -1979.2423 | -1979.2423 | 0 |  | 0 | -1979.2423 | -1979.2423 | -1979.2423 | -362.3226 | -362.3226 | -362.3226 | -362.3226 | -1979.2423 | -1979.2423 | -1979.2423 | [8 empty] | 0 | 118.521 | 3084.53 | [6 empty] | 0 | 0 | 0 | 0 | 0 | 0 | 1097.023 | 0 | 0 | 0 | 0 | 0 | 0 | [5 empty] | 275.5527 | 1196.4576 | 2576.3552 | 845.4193 | [12 empty] | 9193.8589 | -11173.1012 | -11173.1012 | -11173.1012 | -9556.1815 | -9556.1815 | -9556.1815 | -11173.1012 | -11173.1012 | -11173.1012 | 564.5% | 564.5% | 564.5% | 2637% | 2637% | 2637% | 564.5% | 564.5% | 564.5% | [9 empty] | 0 | 9193.8589 | -11173.1012 | -11173.1012 | -11173.1012 | -9556.1815 | -9556.1815 | -9556.1815 | -11173.1012 | -11173.1012 | -11173.1012 | 564.5% | 564.5% | 564.5% | 2637% | 2637% | 2637% | 564.5% | 564.5% | 564.5% | 7997.4013 | -2207% | 7997.4013 | -2207% | 3948.931 | 4794.3503 | -1323% | 25.2% | 1551.0331
0% | 0% | 0% | 2046 | 8 | 744 | 0 |  | 0 | 0 |  | 0 | 1523.4197 | 3280.409 | 1098.0832 | -1770.5736 | -1770.5736 | -1770.5736 | -329.425 | -329.425 | -329.425 | -1770.5736 | -1770.5736 | -1770.5736 | 0 |  | 0 | -1770.5736 | -1770.5736 | -1770.5736 | -329.425 | -329.425 | -329.425 | -329.425 | -1770.5736 | -1770.5736 | -1770.5736 | [8 empty] | 0 | 107.64 | 3021.928 | [6 empty] | 0 | 0 | 0 | 0 | 0 | 0 | 1063.8655 | 0 | 0 | 0 | 0 | 0 | 0 | [5 empty] | 256.3969 | 1066.3938 | 2296.2863 | 768.6583 | [12 empty] | 8581.1687 | -10351.7423 | -10351.7423 | -10351.7423 | -8910.5936 | -8910.5936 | -8910.5936 | -10351.7423 | -10351.7423 | -10351.7423 | 584.7% | 584.7% | 584.7% | 2705% | 2705% | 2705% | 584.7% | 584.7% | 584.7% | [9 empty] | 0 | 8581.1687 | -10351.7423 | -10351.7423 | -10351.7423 | -8910.5936 | -8910.5936 | -8910.5936 | -10351.7423 | -10351.7423 | -10351.7423 | 584.7% | 584.7% | 584.7% | 2705% | 2705% | 2705% | 584.7% | 584.7% | 584.7% | 7514.7749 | -2281% | 7514.7749 | -2281% | 3616.5487 | 4385.2069 | -1331% | 28.52% | 1570.444
0% | 0% | 0% | 2046 | 9 | 720 | 0 |  | 0 | 0 |  | 0 | 1349.1581 | 2905.1683 | 972.5638 | -1568.0671 | -1568.0671 | -1568.0671 | -291.7691 | -291.7691 | -291.7691 | -1568.0671 | -1568.0671 | -1568.0671 | 0 |  | 0 | -1568.0671 | -1568.0671 | -1568.0671 | -291.7691 | -291.7691 | -291.7691 | -291.7691 | -1568.0671 | -1568.0671 | -1568.0671 | [8 empty] | 0 | 102.375 | 2969.628 | [6 empty] | 0 | 0 | 0 | 0 | 0 | 0 | 952.5675 | 0 | 0 | 0 | 0 | 0 | 0 | [5 empty] | 210.5222 | 944.4107 | 2033.6178 | 680.7947 | [12 empty] | 7893.9159 | -9461.983 | -9461.983 | -9461.983 | -8185.685 | -8185.685 | -8185.685 | -9461.983 | -9461.983 | -9461.983 | 603.4% | 603.4% | 603.4% | 2806% | 2806% | 2806% | 603.4% | 603.4% | 603.4% | [9 empty] | 0 | 7893.9159 | -9461.983 | -9461.983 | -9461.983 | -8185.685 | -8185.685 | -8185.685 | -9461.983 | -9461.983 | -9461.983 | 603.4% | 603.4% | 603.4% | 2806% | 2806% | 2806% | 603.4% | 603.4% | 603.4% | 6949.5052 | -2382% | 6949.5052 | -2382% | 3196.7076 | 3877.5022 | -1329% | 31.86% | 1553.7445
0% | 0% | 0% | 2046 | 10 | 744 | 0 |  | 0 | 0 |  | 0 | 957.8748 | 2062.6103 | 690.5636 | -1113.3146 | -1113.3146 | -1113.3146 | -207.1691 | -207.1691 | -207.1691 | -1113.3146 | -1113.3146 | -1113.3146 | 0 |  | 0 | -1113.3146 | -1113.3146 | -1113.3146 | -207.1691 | -207.1691 | -207.1691 | -207.1691 | -1113.3146 | -1113.3146 | -1113.3146 | [8 empty] | 0 | 118.17 | 3225.186 | [6 empty] | 0 | 0 | 0 | 0 | 0 | 0 | 697.7602 | 0 | 0 | 0 | 0 | 0 | 0 | [5 empty] | 143.7194 | 670.5123 | 1443.8272 | 483.3945 | [12 empty] | 6782.5696 | -7895.8842 | -7895.8842 | -7895.8842 | -6989.7387 | -6989.7387 | -6989.7387 | -7895.8842 | -7895.8842 | -7895.8842 | 709.2% | 709.2% | 709.2% | 3374% | 3374% | 3374% | 709.2% | 709.2% | 709.2% | [9 empty] | 0 | 6782.5696 | -7895.8842 | -7895.8842 | -7895.8842 | -6989.7387 | -6989.7387 | -6989.7387 | -7895.8842 | -7895.8842 | -7895.8842 | 709.2% | 709.2% | 709.2% | 3374% | 3374% | 3374% | 709.2% | 709.2% | 709.2% | 6112.0573 | -2950% | 6112.0573 | -2950% | 2285.3067 | 2768.7013 | -1336% | 35.74% | 1237.447
0% | 0% | 0% | 2046 | 11 | 721 | 0 |  | 0 | 0 |  | 0 | 403.6288 | 869.1417 | 291.0231 | -469.1381 | -469.1381 | -469.1381 | -87.3069 | -87.3069 | -87.3069 | -469.1381 | -469.1381 | -469.1381 | 0 |  | 0 | -469.1381 | -469.1381 | -469.1381 | -87.3069 | -87.3069 | -87.3069 | -87.3069 | -469.1381 | -469.1381 | -469.1381 | [8 empty] | 0 | 104.364 | 3268.374 | [6 empty] | 0 | 0 | 0 | 0 | 0 | 0 | 471.6192 | 0 | 0 | 0 | 0 | 0 | 0 | [6 empty] | 282.5402 | 608.3992 | 203.7162 | [12 empty] | 4939.0127 | -5408.1508 | -5408.1508 | -5408.1508 | -5026.3196 | -5026.3196 | -5026.3196 | -5408.1508 | -5408.1508 | -5408.1508 | 1153% | 1153% | 1153% | 5757% | 5757% | 5757% | 1153% | 1153% | 1153% | [9 empty] | 0 | 4939.0127 | -5408.1508 | -5408.1508 | -5408.1508 | -5026.3196 | -5026.3196 | -5026.3196 | -5408.1508 | -5408.1508 | -5408.1508 | 1153% | 1153% | 1153% | 5757% | 5757% | 5757% | 1153% | 1153% | 1153% | 4656.4725 | -5333% | 4656.4725 | -5333% | 1080.0183 | 1283.7345 | -1470% | 40.51% | 591.0232
0% | 0% | 0% | 2046 | 12 | 744 | 0 |  | 0 | 0 |  | 0 | 248.3063 | 534.6827 | 179.0462 | -288.6106 | -288.6106 | -288.6106 | -53.7139 | -53.7139 | -53.7139 | -288.6106 | -288.6106 | -288.6106 | 0 |  | 0 | -288.6106 | -288.6106 | -288.6106 | -53.7139 | -53.7139 | -53.7139 | -53.7139 | -288.6106 | -288.6106 | -288.6106 | [8 empty] | 0 | 105.066 | 3218.847 | [6 empty] | 0 | 0 | 0 | 0 | 0 | 0 | 221.005 | 0 | 0 | 0 | 0 | 0 | 0 | [6 empty] | 173.8144 | 374.2779 | 125.3324 | [12 empty] | 4218.3427 | -4506.9533 | -4506.9533 | -4506.9533 | -4272.0566 | -4272.0566 | -4272.0566 | -4506.9533 | -4506.9533 | -4506.9533 | 1562% | 1562% | 1562% | 7953% | 7953% | 7953% | 1562% | 1562% | 1562% | [9 empty] | 0 | 4218.3427 | -4506.9533 | -4506.9533 | -4506.9533 | -4272.0566 | -4272.0566 | -4272.0566 | -4506.9533 | -4506.9533 | -4506.9533 | 1562% | 1562% | 1562% | 7953% | 7953% | 7953% | 1562% | 1562% | 1562% | 4044.5283 | -7530% | 4044.5283 | -7530% | 595.2829 | 720.6153 | -1342% | 32.95% | 295.7214
0% | 0% | 0% | 2047 | 1 | 744 | 0 |  | 0 | 0 |  | 0 |  |  |  | 0 | 0 | 0 | 0 | 0 | 0 | 0 | 0 | 0 | 0 |  | 0 | 0 | 0 | 0 | 0 | 0 | 0 | 0 | 0 | 0 | 0 | [8 empty] | 0 | 98.514 | 3278.675 | [6 empty] | 0 | 0 | 0 | 0 | 0 | 0 | 311.7562 | 0 | 0 | 0 | 0 | 0 | 0 | [6 empty] | 0 | 0 | 0 | [12 empty] | 3688.9452 | -3688.9452 | -3688.9452 | -3688.9452 | -3688.9452 | -3688.9452 | -3688.9452 | -3688.9452 | -3688.9452 | -3688.9452 | #DIV/0! | #DIV/0! | #DIV/0! | #DIV/0! | #DIV/0! | #DIV/0! | #DIV/0! | #DIV/0! | #DIV/0! | [9 empty] | 0 | 3688.9452 | -3688.9452 | -3688.9452 | -3688.9452 | -3688.9452 | -3688.9452 | -3688.9452 | -3688.9452 | -3688.9452 | -3688.9452 | #DIV/0! | #DIV/0! | #DIV/0! | #DIV/0! | #DIV/0! | #DIV/0! | #DIV/0! | #DIV/0! | #DIV/0! | 3688.9452 | #DIV/0! | 3688.9452 | #DIV/0! | 311.7562 | 311.7562 | #DIV/0! | 32.53% | 0
0% | 0% | 0% | 2047 | 2 | 672 | 0 |  | 0 | 0 |  | 0 |  |  |  | 0 | 0 | 0 | 0 | 0 | 0 | 0 | 0 | 0 | 0 |  | 0 | 0 | 0 | 0 | 0 | 0 | 0 | 0 | 0 | 0 | 0 | [8 empty] | 0 | 92.898 | 3057.587 | [6 empty] | 0 | 0 | 0 | 0 | 0 | 0 | 388.5512 | 0 | 0 | 0 | 0 | 0 | 0 | [6 empty] | 0 | 0 | 0 | [12 empty] | 3539.0362 | -3539.0362 | -3539.0362 | -3539.0362 | -3539.0362 | -3539.0362 | -3539.0362 | -3539.0362 | -3539.0362 | -3539.0362 | #DIV/0! | #DIV/0! | #DIV/0! | #DIV/0! | #DIV/0! | #DIV/0! | #DIV/0! | #DIV/0! | #DIV/0! | [9 empty] | 0 | 3539.0362 | -3539.0362 | -3539.0362 | -3539.0362 | -3539.0362 | -3539.0362 | -3539.0362 | -3539.0362 | -3539.0362 | -3539.0362 | #DIV/0! | #DIV/0! | #DIV/0! | #DIV/0! | #DIV/0! | #DIV/0! | #DIV/0! | #DIV/0! | #DIV/0! | 3539.0362 | #DIV/0! | 3539.0362 | #DIV/0! | 388.5512 | 388.5512 | #DIV/0! | 31.26% | 0
0% | 0% | 0% | 2047 | 3 | 743 | 0 |  | 0 | 0 |  | 0 |  |  |  | 0 | 0 | 0 | 0 | 0 | 0 | 0 | 0 | 0 | 0 |  | 0 | 0 | 0 | 0 | 0 | 0 | 0 | 0 | 0 | 0 | 0 | [8 empty] | 0 | 87.516 | 3232.714 | [6 empty] | 0 | 0 | 0 | 0 | 0 | 0 | 746.8348 | 0 | 0 | 0 | 0 | 0 | 0 | [6 empty] | 0 | 0 | 0 | [12 empty] | 4067.0648 | -4067.0648 | -4067.0648 | -4067.0648 | -4067.0648 | -4067.0648 | -4067.0648 | -4067.0648 | -4067.0648 | -4067.0648 | #DIV/0! | #DIV/0! | #DIV/0! | #DIV/0! | #DIV/0! | #DIV/0! | #DIV/0! | #DIV/0! | #DIV/0! | [9 empty] | 0 | 4067.0648 | -4067.0648 | -4067.0648 | -4067.0648 | -4067.0648 | -4067.0648 | -4067.0648 | -4067.0648 | -4067.0648 | -4067.0648 | #DIV/0! | #DIV/0! | #DIV/0! | #DIV/0! | #DIV/0! | #DIV/0! | #DIV/0! | #DIV/0! | #DIV/0! | 4067.0648 | #DIV/0! | 4067.0648 | #DIV/0! | 746.8348 | 746.8348 | #DIV/0! | 32.86% | 0
0% | 0% | 0% | 2047 | 4 | 720 | 0 |  | 0 | 0 |  | 0 |  |  |  | 0 | 0 | 0 | 0 | 0 | 0 | 0 | 0 | 0 | 0 |  | 0 | 0 | 0 | 0 | 0 | 0 | 0 | 0 | 0 | 0 | 0 | [8 empty] | 0 | 96.057 | 3017.966 | [6 empty] | 0 | 0 | 0 | 0 | 0 | 0 | 943.0979 | 0 | 0 | 0 | 0 | 0 | 0 | [6 empty] | 0 | 0 | 0 | [12 empty] | 4057.1209 | -4057.1209 | -4057.1209 | -4057.1209 | -4057.1209 | -4057.1209 | -4057.1209 | -4057.1209 | -4057.1209 | -4057.1209 | #DIV/0! | #DIV/0! | #DIV/0! | #DIV/0! | #DIV/0! | #DIV/0! | #DIV/0! | #DIV/0! | #DIV/0! | [9 empty] | 0 | 4057.1209 | -4057.1209 | -4057.1209 | -4057.1209 | -4057.1209 | -4057.1209 | -4057.1209 | -4057.1209 | -4057.1209 | -4057.1209 | #DIV/0! | #DIV/0! | #DIV/0! | #DIV/0! | #DIV/0! | #DIV/0! | #DIV/0! | #DIV/0! | #DIV/0! | 4057.1209 | #DIV/0! | 4057.1209 | #DIV/0! | 943.0979 | 943.0979 | #DIV/0! | 35.35% | 0
0% | 0% | 0% | 2047 | 5 | 744 | 0 |  | 0 | 0 |  | 0 |  |  |  | 0 | 0 | 0 | 0 | 0 | 0 | 0 | 0 | 0 | 0 |  | 0 | 0 | 0 | 0 | 0 | 0 | 0 | 0 | 0 | 0 | 0 | [8 empty] | 0 | 109.161 | 3327.41 | [6 empty] | 0 | 0 | 0 | 0 | 0 | 0 | 947.1557 | 0 | 0 | 0 | 0 | 0 | 0 | [6 empty] | 0 | 0 | 0 | [12 empty] | 4383.7267 | -4383.7267 | -4383.7267 | -4383.7267 | -4383.7267 | -4383.7267 | -4383.7267 | -4383.7267 | -4383.7267 | -4383.7267 | #DIV/0! | #DIV/0! | #DIV/0! | #DIV/0! | #DIV/0! | #DIV/0! | #DIV/0! | #DIV/0! | #DIV/0! | [9 empty] | 0 | 4383.7267 | -4383.7267 | -4383.7267 | -4383.7267 | -4383.7267 | -4383.7267 | -4383.7267 | -4383.7267 | -4383.7267 | -4383.7267 | #DIV/0! | #DIV/0! | #DIV/0! | #DIV/0! | #DIV/0! | #DIV/0! | #DIV/0! | #DIV/0! | #DIV/0! | 4383.7267 | #DIV/0! | 4383.7267 | #DIV/0! | 947.1557 | 947.1557 | #DIV/0! | 28.87% | 0
0% | 0% | 0% | 2047 | 6 | 720 | 0 |  | 0 | 0 |  | 0 |  |  |  | 0 | 0 | 0 | 0 | 0 | 0 | 0 | 0 | 0 | 0 |  | 0 | 0 | 0 | 0 | 0 | 0 | 0 | 0 | 0 | 0 | 0 | [8 empty] | 0 | 128.934 | 3110.284 | [6 empty] | 0 | 0 | 0 | 0 | 0 | 0 | 838.8111 | 0 | 0 | 0 | 0 | 0 | 0 | [6 empty] | 0 | 0 | 0 | [12 empty] | 4078.0291 | -4078.0291 | -4078.0291 | -4078.0291 | -4078.0291 | -4078.0291 | -4078.0291 | -4078.0291 | -4078.0291 | -4078.0291 | #DIV/0! | #DIV/0! | #DIV/0! | #DIV/0! | #DIV/0! | #DIV/0! | #DIV/0! | #DIV/0! | #DIV/0! | [9 empty] | 0 | 4078.0291 | -4078.0291 | -4078.0291 | -4078.0291 | -4078.0291 | -4078.0291 | -4078.0291 | -4078.0291 | -4078.0291 | -4078.0291 | #DIV/0! | #DIV/0! | #DIV/0! | #DIV/0! | #DIV/0! | #DIV/0! | #DIV/0! | #DIV/0! | #DIV/0! | 4078.0291 | #DIV/0! | 4078.0291 | #DIV/0! | 838.8111 | 838.8111 | #DIV/0! | 24.03% | 0
0% | 0% | 0% | 2047 | 7 | 744 | 0 |  | 0 | 0 |  | 0 |  |  |  | 0 | 0 | 0 | 0 | 0 | 0 | 0 | 0 | 0 | 0 |  | 0 | 0 | 0 | 0 | 0 | 0 | 0 | 0 | 0 | 0 | 0 | [8 empty] | 0 | 118.521 | 3084.53 | [6 empty] | 0 | 0 | 0 | 0 | 0 | 0 | 646.9867 | 0 | 0 | 0 | 0 | 0 | 0 | [6 empty] | 0 | 0 | 0 | [12 empty] | 3850.0377 | -3850.0377 | -3850.0377 | -3850.0377 | -3850.0377 | -3850.0377 | -3850.0377 | -3850.0377 | -3850.0377 | -3850.0377 | #DIV/0! | #DIV/0! | #DIV/0! | #DIV/0! | #DIV/0! | #DIV/0! | #DIV/0! | #DIV/0! | #DIV/0! | [9 empty] | 0 | 3850.0377 | -3850.0377 | -3850.0377 | -3850.0377 | -3850.0377 | -3850.0377 | -3850.0377 | -3850.0377 | -3850.0377 | -3850.0377 | #DIV/0! | #DIV/0! | #DIV/0! | #DIV/0! | #DIV/0! | #DIV/0! | #DIV/0! | #DIV/0! | #DIV/0! | 3850.0377 | #DIV/0! | 3850.0377 | #DIV/0! | 646.9867 | 646.9867 | #DIV/0! | 25.2% | 0
0% | 0% | 0% | 2047 | 8 | 744 | 0 |  | 0 | 0 |  | 0 |  |  |  | 0 | 0 | 0 | 0 | 0 | 0 | 0 | 0 | 0 | 0 |  | 0 | 0 | 0 | 0 | 0 | 0 | 0 | 0 | 0 | 0 | 0 | [8 empty] | 0 | 107.64 | 3021.928 | [6 empty] | 0 | 0 | 0 | 0 | 0 | 0 | 627.4315 | 0 | 0 | 0 | 0 | 0 | 0 | [6 empty] | 0 | 0 | 0 | [12 empty] | 3756.9995 | -3756.9995 | -3756.9995 | -3756.9995 | -3756.9995 | -3756.9995 | -3756.9995 | -3756.9995 | -3756.9995 | -3756.9995 | #DIV/0! | #DIV/0! | #DIV/0! | #DIV/0! | #DIV/0! | #DIV/0! | #DIV/0! | #DIV/0! | #DIV/0! | [9 empty] | 0 | 3756.9995 | -3756.9995 | -3756.9995 | -3756.9995 | -3756.9995 | -3756.9995 | -3756.9995 | -3756.9995 | -3756.9995 | -3756.9995 | #DIV/0! | #DIV/0! | #DIV/0! | #DIV/0! | #DIV/0! | #DIV/0! | #DIV/0! | #DIV/0! | #DIV/0! | 3756.9995 | #DIV/0! | 3756.9995 | #DIV/0! | 627.4315 | 627.4315 | #DIV/0! | 28.52% | 0
0% | 0% | 0% | 2047 | 9 | 720 | 0 |  | 0 | 0 |  | 0 |  |  |  | 0 | 0 | 0 | 0 | 0 | 0 | 0 | 0 | 0 | 0 |  | 0 | 0 | 0 | 0 | 0 | 0 | 0 | 0 | 0 | 0 | 0 | [8 empty] | 0 | 102.375 | 2969.628 | [6 empty] | 0 | 0 | 0 | 0 | 0 | 0 | 583.791 | 0 | 0 | 0 | 0 | 0 | 0 | [6 empty] | 0 | 0 | 0 | [12 empty] | 3655.794 | -3655.794 | -3655.794 | -3655.794 | -3655.794 | -3655.794 | -3655.794 | -3655.794 | -3655.794 | -3655.794 | #DIV/0! | #DIV/0! | #DIV/0! | #DIV/0! | #DIV/0! | #DIV/0! | #DIV/0! | #DIV/0! | #DIV/0! | [9 empty] | 0 | 3655.794 | -3655.794 | -3655.794 | -3655.794 | -3655.794 | -3655.794 | -3655.794 | -3655.794 | -3655.794 | -3655.794 | #DIV/0! | #DIV/0! | #DIV/0! | #DIV/0! | #DIV/0! | #DIV/0! | #DIV/0! | #DIV/0! | #DIV/0! | 3655.794 | #DIV/0! | 3655.794 | #DIV/0! | 583.791 | 583.791 | #DIV/0! | 31.86% | 0
0% | 0% | 0% | 2047 | 10 | 744 | 0 |  | 0 | 0 |  | 0 |  |  |  | 0 | 0 | 0 | 0 | 0 | 0 | 0 | 0 | 0 | 0 |  | 0 | 0 | 0 | 0 | 0 | 0 | 0 | 0 | 0 | 0 | 0 | [8 empty] | 0 | 118.17 | 3225.186 | [6 empty] | 0 | 0 | 0 | 0 | 0 | 0 | 385.0136 | 0 | 0 | 0 | 0 | 0 | 0 | [6 empty] | 0 | 0 | 0 | [12 empty] | 3728.3696 | -3728.3696 | -3728.3696 | -3728.3696 | -3728.3696 | -3728.3696 | -3728.3696 | -3728.3696 | -3728.3696 | -3728.3696 | #DIV/0! | #DIV/0! | #DIV/0! | #DIV/0! | #DIV/0! | #DIV/0! | #DIV/0! | #DIV/0! | #DIV/0! | [9 empty] | 0 | 3728.3696 | -3728.3696 | -3728.3696 | -3728.3696 | -3728.3696 | -3728.3696 | -3728.3696 | -3728.3696 | -3728.3696 | -3728.3696 | #DIV/0! | #DIV/0! | #DIV/0! | #DIV/0! | #DIV/0! | #DIV/0! | #DIV/0! | #DIV/0! | #DIV/0! | 3728.3696 | #DIV/0! | 3728.3696 | #DIV/0! | 385.0136 | 385.0136 | #DIV/0! | 35.74% | 0
0% | 0% | 0% | 2047 | 11 | 721 | 0 |  | 0 | 0 |  | 0 |  |  |  | 0 | 0 | 0 | 0 | 0 | 0 | 0 | 0 | 0 | 0 |  | 0 | 0 | 0 | 0 | 0 | 0 | 0 | 0 | 0 | 0 | 0 | [8 empty] | 0 | 104.364 | 3268.374 | [6 empty] | 0 | 0 | 0 | 0 | 0 | 0 | 281.8009 | 0 | 0 | 0 | 0 | 0 | 0 | [6 empty] | 0 | 0 | 0 | [12 empty] | 3654.5389 | -3654.5389 | -3654.5389 | -3654.5389 | -3654.5389 | -3654.5389 | -3654.5389 | -3654.5389 | -3654.5389 | -3654.5389 | #DIV/0! | #DIV/0! | #DIV/0! | #DIV/0! | #DIV/0! | #DIV/0! | #DIV/0! | #DIV/0! | #DIV/0! | [9 empty] | 0 | 3654.5389 | -3654.5389 | -3654.5389 | -3654.5389 | -3654.5389 | -3654.5389 | -3654.5389 | -3654.5389 | -3654.5389 | -3654.5389 | #DIV/0! | #DIV/0! | #DIV/0! | #DIV/0! | #DIV/0! | #DIV/0! | #DIV/0! | #DIV/0! | #DIV/0! | 3654.5389 | #DIV/0! | 3654.5389 | #DIV/0! | 281.8009 | 281.8009 | #DIV/0! | 40.51% | 0
0% | 0% | 0% | 2047 | 12 | 744 | 0 |  | 0 | 0 |  | 0 |  |  |  | 0 | 0 | 0 | 0 | 0 | 0 | 0 | 0 | 0 | 0 |  | 0 | 0 | 0 | 0 | 0 | 0 | 0 | 0 | 0 | 0 | 0 | [8 empty] | 0 | 105.066 | 3218.847 | [6 empty] | 0 | 0 | 0 | 0 | 0 | 0 | 132.0545 | 0 | 0 | 0 | 0 | 0 | 0 | [6 empty] | 0 | 0 | 0 | [12 empty] | 3455.9675 | -3455.9675 | -3455.9675 | -3455.9675 | -3455.9675 | -3455.9675 | -3455.9675 | -3455.9675 | -3455.9675 | -3455.9675 | #DIV/0! | #DIV/0! | #DIV/0! | #DIV/0! | #DIV/0! | #DIV/0! | #DIV/0! | #DIV/0! | #DIV/0! | [9 empty] | 0 | 3455.9675 | -3455.9675 | -3455.9675 | -3455.9675 | -3455.9675 | -3455.9675 | -3455.9675 | -3455.9675 | -3455.9675 | -3455.9675 | #DIV/0! | #DIV/0! | #DIV/0! | #DIV/0! | #DIV/0! | #DIV/0! | #DIV/0! | #DIV/0! | #DIV/0! | 3455.9675 | #DIV/0! | 3455.9675 | #DIV/0! | 132.0545 | 132.0545 | #DIV/0! | 32.95% | 0
0% | 0% | 0% | 2048 | 1 | 744 | 0 |  | 0 | 0 |  | 0 |  |  |  | 0 | 0 | 0 | 0 | 0 | 0 | 0 | 0 | 0 | 0 |  | 0 | 0 | 0 | 0 | 0 | 0 | 0 | 0 | 0 | 0 | 0 | [8 empty] | 0 | 98.514 | 3278.675 | [6 empty] | 0 | 0 | 0 | 0 | 0 | 0 | 186.2799 | 0 | 0 | 0 | 0 | 0 | 0 | [6 empty] | 0 | 0 | 0 | [12 empty] | 3563.4689 | -3563.4689 | -3563.4689 | -3563.4689 | -3563.4689 | -3563.4689 | -3563.4689 | -3563.4689 | -3563.4689 | -3563.4689 | #DIV/0! | #DIV/0! | #DIV/0! | #DIV/0! | #DIV/0! | #DIV/0! | #DIV/0! | #DIV/0! | #DIV/0! | [9 empty] | 0 | 3563.4689 | -3563.4689 | -3563.4689 | -3563.4689 | -3563.4689 | -3563.4689 | -3563.4689 | -3563.4689 | -3563.4689 | -3563.4689 | #DIV/0! | #DIV/0! | #DIV/0! | #DIV/0! | #DIV/0! | #DIV/0! | #DIV/0! | #DIV/0! | #DIV/0! | 3563.4689 | #DIV/0! | 3563.4689 | #DIV/0! | 186.2799 | 186.2799 | #DIV/0! | 32.53% | 0
0% | 0% | 0% | 2048 | 2 | 696 | 0 |  | 0 | 0 |  | 0 |  |  |  | 0 | 0 | 0 | 0 | 0 | 0 | 0 | 0 | 0 | 0 |  | 0 | 0 | 0 | 0 | 0 | 0 | 0 | 0 | 0 | 0 | 0 | [8 empty] | 0 | 92.898 | 3057.587 | [6 empty] | 0 | 0 | 0 | 0 | 0 | 0 | 232.1663 | 0 | 0 | 0 | 0 | 0 | 0 | [6 empty] | 0 | 0 | 0 | [12 empty] | 3382.6513 | -3382.6513 | -3382.6513 | -3382.6513 | -3382.6513 | -3382.6513 | -3382.6513 | -3382.6513 | -3382.6513 | -3382.6513 | #DIV/0! | #DIV/0! | #DIV/0! | #DIV/0! | #DIV/0! | #DIV/0! | #DIV/0! | #DIV/0! | #DIV/0! | [9 empty] | 0 | 3382.6513 | -3382.6513 | -3382.6513 | -3382.6513 | -3382.6513 | -3382.6513 | -3382.6513 | -3382.6513 | -3382.6513 | -3382.6513 | #DIV/0! | #DIV/0! | #DIV/0! | #DIV/0! | #DIV/0! | #DIV/0! | #DIV/0! | #DIV/0! | #DIV/0! | 3382.6513 | #DIV/0! | 3382.6513 | #DIV/0! | 232.1663 | 232.1663 | #DIV/0! | 31.26% | 0
0% | 0% | 0% | 2048 | 3 | 743 | 0 |  | 0 | 0 |  | 0 |  |  |  | 0 | 0 | 0 | 0 | 0 | 0 | 0 | 0 | 0 | 0 |  | 0 | 0 | 0 | 0 | 0 | 0 | 0 | 0 | 0 | 0 | 0 | [8 empty] | 0 | 87.516 | 3232.714 | [6 empty] | 0 | 0 | 0 | 0 | 0 | 0 | 446.2471 | 0 | 0 | 0 | 0 | 0 | 0 | [6 empty] | 0 | 0 | 0 | [12 empty] | 3766.4771 | -3766.4771 | -3766.4771 | -3766.4771 | -3766.4771 | -3766.4771 | -3766.4771 | -3766.4771 | -3766.4771 | -3766.4771 | #DIV/0! | #DIV/0! | #DIV/0! | #DIV/0! | #DIV/0! | #DIV/0! | #DIV/0! | #DIV/0! | #DIV/0! | [9 empty] | 0 | 3766.4771 | -3766.4771 | -3766.4771 | -3766.4771 | -3766.4771 | -3766.4771 | -3766.4771 | -3766.4771 | -3766.4771 | -3766.4771 | #DIV/0! | #DIV/0! | #DIV/0! | #DIV/0! | #DIV/0! | #DIV/0! | #DIV/0! | #DIV/0! | #DIV/0! | 3766.4771 | #DIV/0! | 3766.4771 | #DIV/0! | 446.2471 | 446.2471 | #DIV/0! | 32.86% | 0
0% | 0% | 0% | 2048 | 4 | 720 | 0 |  | 0 | 0 |  | 0 |  |  |  | 0 | 0 | 0 | 0 | 0 | 0 | 0 | 0 | 0 | 0 |  | 0 | 0 | 0 | 0 | 0 | 0 | 0 | 0 | 0 | 0 | 0 | [8 empty] | 0 | 96.057 | 3017.966 | [6 empty] | 0 | 0 | 0 | 0 | 0 | 0 | 363.5599 | 0 | 0 | 0 | 0 | 0 | 0 | [6 empty] | 0 | 0 | 0 | [12 empty] | 3477.5829 | -3477.5829 | -3477.5829 | -3477.5829 | -3477.5829 | -3477.5829 | -3477.5829 | -3477.5829 | -3477.5829 | -3477.5829 | #DIV/0! | #DIV/0! | #DIV/0! | #DIV/0! | #DIV/0! | #DIV/0! | #DIV/0! | #DIV/0! | #DIV/0! | [9 empty] | 0 | 3477.5829 | -3477.5829 | -3477.5829 | -3477.5829 | -3477.5829 | -3477.5829 | -3477.5829 | -3477.5829 | -3477.5829 | -3477.5829 | #DIV/0! | #DIV/0! | #DIV/0! | #DIV/0! | #DIV/0! | #DIV/0! | #DIV/0! | #DIV/0! | #DIV/0! | 3477.5829 | #DIV/0! | 3477.5829 | #DIV/0! | 363.5599 | 363.5599 | #DIV/0! | 35.35% | 0
0% | 0% | 0% | 2048 | 5 | 744 | 0 |  | 0 | 0 |  | 0 |  |  |  | 0 | 0 | 0 | 0 | 0 | 0 | 0 | 0 | 0 | 0 |  | 0 | 0 | 0 | 0 | 0 | 0 | 0 | 0 | 0 | 0 | 0 | [8 empty] | 0 | 109.161 | 3327.41 | [6 empty] | 0 | 0 | 0 | 0 | 0 | 0 | 365.1242 | 0 | 0 | 0 | 0 | 0 | 0 | [6 empty] | 0 | 0 | 0 | [12 empty] | 3801.6952 | -3801.6952 | -3801.6952 | -3801.6952 | -3801.6952 | -3801.6952 | -3801.6952 | -3801.6952 | -3801.6952 | -3801.6952 | #DIV/0! | #DIV/0! | #DIV/0! | #DIV/0! | #DIV/0! | #DIV/0! | #DIV/0! | #DIV/0! | #DIV/0! | [9 empty] | 0 | 3801.6952 | -3801.6952 | -3801.6952 | -3801.6952 | -3801.6952 | -3801.6952 | -3801.6952 | -3801.6952 | -3801.6952 | -3801.6952 | #DIV/0! | #DIV/0! | #DIV/0! | #DIV/0! | #DIV/0! | #DIV/0! | #DIV/0! | #DIV/0! | #DIV/0! | 3801.6952 | #DIV/0! | 3801.6952 | #DIV/0! | 365.1242 | 365.1242 | #DIV/0! | 28.87% | 0
0% | 0% | 0% | 2048 | 6 | 720 | 0 |  | 0 | 0 |  | 0 |  |  |  | 0 | 0 | 0 | 0 | 0 | 0 | 0 | 0 | 0 | 0 |  | 0 | 0 | 0 | 0 | 0 | 0 | 0 | 0 | 0 | 0 | 0 | [8 empty] | 0 | 128.934 | 3110.284 | [6 empty] | 0 | 0 | 0 | 0 | 0 | 0 | 388.0574 | 0 | 0 | 0 | 0 | 0 | 0 | [6 empty] | 0 | 0 | 0 | [12 empty] | 3627.2754 | -3627.2754 | -3627.2754 | -3627.2754 | -3627.2754 | -3627.2754 | -3627.2754 | -3627.2754 | -3627.2754 | -3627.2754 | #DIV/0! | #DIV/0! | #DIV/0! | #DIV/0! | #DIV/0! | #DIV/0! | #DIV/0! | #DIV/0! | #DIV/0! | [9 empty] | 0 | 3627.2754 | -3627.2754 | -3627.2754 | -3627.2754 | -3627.2754 | -3627.2754 | -3627.2754 | -3627.2754 | -3627.2754 | -3627.2754 | #DIV/0! | #DIV/0! | #DIV/0! | #DIV/0! | #DIV/0! | #DIV/0! | #DIV/0! | #DIV/0! | #DIV/0! | 3627.2754 | #DIV/0! | 3627.2754 | #DIV/0! | 388.0574 | 388.0574 | #DIV/0! | 24.03% | 0
0% | 0% | 0% | 2048 | 7 | 744 | 0 |  | 0 | 0 |  | 0 |  |  |  | 0 | 0 | 0 | 0 | 0 | 0 | 0 | 0 | 0 | 0 |  | 0 | 0 | 0 | 0 | 0 | 0 | 0 | 0 | 0 | 0 | 0 | [8 empty] | 0 | 118.521 | 3084.53 | [6 empty] | 0 | 0 | 0 | 0 | 0 | 0 | 187.9066 | 0 | 0 | 0 | 0 | 0 | 0 | [6 empty] | 0 | 0 | 0 | [12 empty] | 3390.9576 | -3390.9576 | -3390.9576 | -3390.9576 | -3390.9576 | -3390.9576 | -3390.9576 | -3390.9576 | -3390.9576 | -3390.9576 | #DIV/0! | #DIV/0! | #DIV/0! | #DIV/0! | #DIV/0! | #DIV/0! | #DIV/0! | #DIV/0! | #DIV/0! | [9 empty] | 0 | 3390.9576 | -3390.9576 | -3390.9576 | -3390.9576 | -3390.9576 | -3390.9576 | -3390.9576 | -3390.9576 | -3390.9576 | -3390.9576 | #DIV/0! | #DIV/0! | #DIV/0! | #DIV/0! | #DIV/0! | #DIV/0! | #DIV/0! | #DIV/0! | #DIV/0! | 3390.9576 | #DIV/0! | 3390.9576 | #DIV/0! | 187.9066 | 187.9066 | #DIV/0! | 25.2% | 0
0% | 0% | 0% | 2048 | 8 | 744 | 0 |  | 0 | 0 |  | 0 |  |  |  | 0 | 0 | 0 | 0 | 0 | 0 | 0 | 0 | 0 | 0 |  | 0 | 0 | 0 | 0 | 0 | 0 | 0 | 0 | 0 | 0 | 0 | [8 empty] | 0 | 107.64 | 3021.928 | [6 empty] | 0 | 0 | 0 | 0 | 0 | 0 | 182.2271 | 0 | 0 | 0 | 0 | 0 | 0 | [6 empty] | 0 | 0 | 0 | [12 empty] | 3311.7951 | -3311.7951 | -3311.7951 | -3311.7951 | -3311.7951 | -3311.7951 | -3311.7951 | -3311.7951 | -3311.7951 | -3311.7951 | #DIV/0! | #DIV/0! | #DIV/0! | #DIV/0! | #DIV/0! | #DIV/0! | #DIV/0! | #DIV/0! | #DIV/0! | [9 empty] | 0 | 3311.7951 | -3311.7951 | -3311.7951 | -3311.7951 | -3311.7951 | -3311.7951 | -3311.7951 | -3311.7951 | -3311.7951 | -3311.7951 | #DIV/0! | #DIV/0! | #DIV/0! | #DIV/0! | #DIV/0! | #DIV/0! | #DIV/0! | #DIV/0! | #DIV/0! | 3311.7951 | #DIV/0! | 3311.7951 | #DIV/0! | 182.2271 | 182.2271 | #DIV/0! | 28.52% | 0
0% | 0% | 0% | 2048 | 9 | 720 | 0 |  | 0 | 0 |  | 0 |  |  |  | 0 | 0 | 0 | 0 | 0 | 0 | 0 | 0 | 0 | 0 |  | 0 | 0 | 0 | 0 | 0 | 0 | 0 | 0 | 0 | 0 | 0 | [8 empty] | 0 | 102.375 | 2969.628 | [6 empty] | 0 | 0 | 0 | 0 | 0 | 0 | 169.5524 | 0 | 0 | 0 | 0 | 0 | 0 | [6 empty] | 0 | 0 | 0 | [12 empty] | 3241.5554 | -3241.5554 | -3241.5554 | -3241.5554 | -3241.5554 | -3241.5554 | -3241.5554 | -3241.5554 | -3241.5554 | -3241.5554 | #DIV/0! | #DIV/0! | #DIV/0! | #DIV/0! | #DIV/0! | #DIV/0! | #DIV/0! | #DIV/0! | #DIV/0! | [9 empty] | 0 | 3241.5554 | -3241.5554 | -3241.5554 | -3241.5554 | -3241.5554 | -3241.5554 | -3241.5554 | -3241.5554 | -3241.5554 | -3241.5554 | #DIV/0! | #DIV/0! | #DIV/0! | #DIV/0! | #DIV/0! | #DIV/0! | #DIV/0! | #DIV/0! | #DIV/0! | 3241.5554 | #DIV/0! | 3241.5554 | #DIV/0! | 169.5524 | 169.5524 | #DIV/0! | 31.86% | 0
0% | 0% | 0% | 2048 | 10 | 744 | 0 |  | 0 | 0 |  | 0 |  |  |  | 0 | 0 | 0 | 0 | 0 | 0 | 0 | 0 | 0 | 0 |  | 0 | 0 | 0 | 0 | 0 | 0 | 0 | 0 | 0 | 0 | 0 | [8 empty] | 0 | 118.17 | 3225.186 | [6 empty] | 0 | 0 | 0 | 0 | 0 | 0 | 124.1979 | 0 | 0 | 0 | 0 | 0 | 0 | [6 empty] | 0 | 0 | 0 | [12 empty] | 3467.5539 | -3467.5539 | -3467.5539 | -3467.5539 | -3467.5539 | -3467.5539 | -3467.5539 | -3467.5539 | -3467.5539 | -3467.5539 | #DIV/0! | #DIV/0! | #DIV/0! | #DIV/0! | #DIV/0! | #DIV/0! | #DIV/0! | #DIV/0! | #DIV/0! | [9 empty] | 0 | 3467.5539 | -3467.5539 | -3467.5539 | -3467.5539 | -3467.5539 | -3467.5539 | -3467.5539 | -3467.5539 | -3467.5539 | -3467.5539 | #DIV/0! | #DIV/0! | #DIV/0! | #DIV/0! | #DIV/0! | #DIV/0! | #DIV/0! | #DIV/0! | #DIV/0! | 3467.5539 | #DIV/0! | 3467.5539 | #DIV/0! | 124.1979 | 124.1979 | #DIV/0! | 35.74% | 0
0% | 0% | 0% | 2048 | 11 | 721 | 0 |  | 0 | 0 |  | 0 |  |  |  | 0 | 0 | 0 | 0 | 0 | 0 | 0 | 0 | 0 | 0 |  | 0 | 0 | 0 | 0 | 0 | 0 | 0 | 0 | 0 | 0 | 0 | [8 empty] | 0 | 104.364 | 3268.374 | [6 empty] | 0 | 0 | 0 | 0 | 0 | 0 | 90.9035 | 0 | 0 | 0 | 0 | 0 | 0 | [6 empty] | 0 | 0 | 0 | [12 empty] | 3463.6415 | -3463.6415 | -3463.6415 | -3463.6415 | -3463.6415 | -3463.6415 | -3463.6415 | -3463.6415 | -3463.6415 | -3463.6415 | #DIV/0! | #DIV/0! | #DIV/0! | #DIV/0! | #DIV/0! | #DIV/0! | #DIV/0! | #DIV/0! | #DIV/0! | [9 empty] | 0 | 3463.6415 | -3463.6415 | -3463.6415 | -3463.6415 | -3463.6415 | -3463.6415 | -3463.6415 | -3463.6415 | -3463.6415 | -3463.6415 | #DIV/0! | #DIV/0! | #DIV/0! | #DIV/0! | #DIV/0! | #DIV/0! | #DIV/0! | #DIV/0! | #DIV/0! | 3463.6415 | #DIV/0! | 3463.6415 | #DIV/0! | 90.9035 | 90.9035 | #DIV/0! | 40.51% | 0
0% | 0% | 0% | 2048 | 12 | 744 | 0 |  | 0 | 0 |  | 0 |  |  |  | 0 | 0 | 0 | 0 | 0 | 0 | 0 | 0 | 0 | 0 |  | 0 | 0 | 0 | 0 | 0 | 0 | 0 | 0 | 0 | 0 | 0 | [8 empty] | 0 | 105.066 | 3218.847 | [6 empty] | 0 | 0 | 0 | 0 | 0 | 0 | 42.5982 | 0 | 0 | 0 | 0 | 0 | 0 | [6 empty] | 0 | 0 | 0 | [12 empty] | 3366.5112 | -3366.5112 | -3366.5112 | -3366.5112 | -3366.5112 | -3366.5112 | -3366.5112 | -3366.5112 | -3366.5112 | -3366.5112 | #DIV/0! | #DIV/0! | #DIV/0! | #DIV/0! | #DIV/0! | #DIV/0! | #DIV/0! | #DIV/0! | #DIV/0! | [9 empty] | 0 | 3366.5112 | -3366.5112 | -3366.5112 | -3366.5112 | -3366.5112 | -3366.5112 | -3366.5112 | -3366.5112 | -3366.5112 | -3366.5112 | #DIV/0! | #DIV/0! | #DIV/0! | #DIV/0! | #DIV/0! | #DIV/0! | #DIV/0! | #DIV/0! | #DIV/0! | 3366.5112 | #DIV/0! | 3366.5112 | #DIV/0! | 42.5982 | 42.5982 | #DIV/0! | 32.95% | 0
0% | 0% | 0% | 2049 | 1 | 744 | 0 |  | 0 | 0 |  | 0 |  |  |  | 0 | 0 | 0 | 0 | 0 | 0 | 0 | 0 | 0 | 0 |  | 0 | 0 | 0 | 0 | 0 | 0 | 0 | 0 | 0 | 0 | 0 | [8 empty] | 0 | 98.514 | 3278.675 | [6 empty] | 0 | 0 | 0 | 0 | 0 | 0 | 60.0903 | 0 | 0 | 0 | 0 | 0 | 0 | [6 empty] | 0 | 0 | 0 | [12 empty] | 3437.2793 | -3437.2793 | -3437.2793 | -3437.2793 | -3437.2793 | -3437.2793 | -3437.2793 | -3437.2793 | -3437.2793 | -3437.2793 | #DIV/0! | #DIV/0! | #DIV/0! | #DIV/0! | #DIV/0! | #DIV/0! | #DIV/0! | #DIV/0! | #DIV/0! | [9 empty] | 0 | 3437.2793 | -3437.2793 | -3437.2793 | -3437.2793 | -3437.2793 | -3437.2793 | -3437.2793 | -3437.2793 | -3437.2793 | -3437.2793 | #DIV/0! | #DIV/0! | #DIV/0! | #DIV/0! | #DIV/0! | #DIV/0! | #DIV/0! | #DIV/0! | #DIV/0! | 3437.2793 | #DIV/0! | 3437.2793 | #DIV/0! | 60.0903 | 60.0903 | #DIV/0! | 32.53% | 0
0% | 0% | 0% | 2049 | 2 | 672 | 0 |  | 0 | 0 |  | 0 |  |  |  | 0 | 0 | 0 | 0 | 0 | 0 | 0 | 0 | 0 | 0 |  | 0 | 0 | 0 | 0 | 0 | 0 | 0 | 0 | 0 | 0 | 0 | [8 empty] | 0 | 92.898 | 3057.587 | [6 empty] | 0 | 0 | 0 | 0 | 0 | 0 | 74.8924 | 0 | 0 | 0 | 0 | 0 | 0 | [6 empty] | 0 | 0 | 0 | [12 empty] | 3225.3774 | -3225.3774 | -3225.3774 | -3225.3774 | -3225.3774 | -3225.3774 | -3225.3774 | -3225.3774 | -3225.3774 | -3225.3774 | #DIV/0! | #DIV/0! | #DIV/0! | #DIV/0! | #DIV/0! | #DIV/0! | #DIV/0! | #DIV/0! | #DIV/0! | [9 empty] | 0 | 3225.3774 | -3225.3774 | -3225.3774 | -3225.3774 | -3225.3774 | -3225.3774 | -3225.3774 | -3225.3774 | -3225.3774 | -3225.3774 | #DIV/0! | #DIV/0! | #DIV/0! | #DIV/0! | #DIV/0! | #DIV/0! | #DIV/0! | #DIV/0! | #DIV/0! | 3225.3774 | #DIV/0! | 3225.3774 | #DIV/0! | 74.8924 | 74.8924 | #DIV/0! | 31.26% | 0
0% | 0% | 0% | 2049 | 3 | 743 | 0 |  | 0 | 0 |  | 0 |  |  |  | 0 | 0 | 0 | 0 | 0 | 0 | 0 | 0 | 0 | 0 |  | 0 | 0 | 0 | 0 | 0 | 0 | 0 | 0 | 0 | 0 | 0 | [8 empty] | 0 | 87.516 | 3232.714 | [6 empty] | 0 | 0 | 0 | 0 | 0 | 0 | 143.9507 | 0 | 0 | 0 | 0 | 0 | 0 | [6 empty] | 0 | 0 | 0 | [12 empty] | 3464.1807 | -3464.1807 | -3464.1807 | -3464.1807 | -3464.1807 | -3464.1807 | -3464.1807 | -3464.1807 | -3464.1807 | -3464.1807 | #DIV/0! | #DIV/0! | #DIV/0! | #DIV/0! | #DIV/0! | #DIV/0! | #DIV/0! | #DIV/0! | #DIV/0! | [9 empty] | 0 | 3464.1807 | -3464.1807 | -3464.1807 | -3464.1807 | -3464.1807 | -3464.1807 | -3464.1807 | -3464.1807 | -3464.1807 | -3464.1807 | #DIV/0! | #DIV/0! | #DIV/0! | #DIV/0! | #DIV/0! | #DIV/0! | #DIV/0! | #DIV/0! | #DIV/0! | 3464.1807 | #DIV/0! | 3464.1807 | #DIV/0! | 143.9507 | 143.9507 | #DIV/0! | 32.86% | 0
0% | 0% | 0% | 2049 | 4 | 720 | 0 |  | 0 | 0 |  | 0 |  |  |  | 0 | 0 | 0 | 0 | 0 | 0 | 0 | 0 | 0 | 0 |  | 0 | 0 | 0 | 0 | 0 | 0 | 0 | 0 | 0 | 0 | 0 | [8 empty] | 0 | 96.057 | 3017.966 | [6 empty] | 0 | 0 | 0 | 0 | 0 | 0 | 181.78 | 0 | 0 | 0 | 0 | 0 | 0 | [6 empty] | 0 | 0 | 0 | [12 empty] | 3295.803 | -3295.803 | -3295.803 | -3295.803 | -3295.803 | -3295.803 | -3295.803 | -3295.803 | -3295.803 | -3295.803 | #DIV/0! | #DIV/0! | #DIV/0! | #DIV/0! | #DIV/0! | #DIV/0! | #DIV/0! | #DIV/0! | #DIV/0! | [9 empty] | 0 | 3295.803 | -3295.803 | -3295.803 | -3295.803 | -3295.803 | -3295.803 | -3295.803 | -3295.803 | -3295.803 | -3295.803 | #DIV/0! | #DIV/0! | #DIV/0! | #DIV/0! | #DIV/0! | #DIV/0! | #DIV/0! | #DIV/0! | #DIV/0! | 3295.803 | #DIV/0! | 3295.803 | #DIV/0! | 181.78 | 181.78 | #DIV/0! | 35.35% | 0
0% | 0% | 0% | 2049 | 5 | 744 | 0 |  | 0 | 0 |  | 0 |  |  |  | 0 | 0 | 0 | 0 | 0 | 0 | 0 | 0 | 0 | 0 |  | 0 | 0 | 0 | 0 | 0 | 0 | 0 | 0 | 0 | 0 | 0 | [8 empty] | 0 | 109.161 | 3327.41 | [6 empty] | 0 | 0 | 0 | 0 | 0 | 0 | 182.5621 | 0 | 0 | 0 | 0 | 0 | 0 | [6 empty] | 0 | 0 | 0 | [12 empty] | 3619.1331 | -3619.1331 | -3619.1331 | -3619.1331 | -3619.1331 | -3619.1331 | -3619.1331 | -3619.1331 | -3619.1331 | -3619.1331 | #DIV/0! | #DIV/0! | #DIV/0! | #DIV/0! | #DIV/0! | #DIV/0! | #DIV/0! | #DIV/0! | #DIV/0! | [9 empty] | 0 | 3619.1331 | -3619.1331 | -3619.1331 | -3619.1331 | -3619.1331 | -3619.1331 | -3619.1331 | -3619.1331 | -3619.1331 | -3619.1331 | #DIV/0! | #DIV/0! | #DIV/0! | #DIV/0! | #DIV/0! | #DIV/0! | #DIV/0! | #DIV/0! | #DIV/0! | 3619.1331 | #DIV/0! | 3619.1331 | #DIV/0! | 182.5621 | 182.5621 | #DIV/0! | 28.87% | 0
0% | 0% | 0% | 2049 | 6 | 720 | 0 |  | 0 | 0 |  | 0 |  |  |  | 0 | 0 | 0 | 0 | 0 | 0 | 0 | 0 | 0 | 0 |  | 0 | 0 | 0 | 0 | 0 | 0 | 0 | 0 | 0 | 0 | 0 | [8 empty] | 0 | 128.934 | 3110.284 | [6 empty] | 0 | 0 | 0 | 0 | 0 | 0 | 194.0287 | 0 | 0 | 0 | 0 | 0 | 0 | [6 empty] | 0 | 0 | 0 | [12 empty] | 3433.2467 | -3433.2467 | -3433.2467 | -3433.2467 | -3433.2467 | -3433.2467 | -3433.2467 | -3433.2467 | -3433.2467 | -3433.2467 | #DIV/0! | #DIV/0! | #DIV/0! | #DIV/0! | #DIV/0! | #DIV/0! | #DIV/0! | #DIV/0! | #DIV/0! | [9 empty] | 0 | 3433.2467 | -3433.2467 | -3433.2467 | -3433.2467 | -3433.2467 | -3433.2467 | -3433.2467 | -3433.2467 | -3433.2467 | -3433.2467 | #DIV/0! | #DIV/0! | #DIV/0! | #DIV/0! | #DIV/0! | #DIV/0! | #DIV/0! | #DIV/0! | #DIV/0! | 3433.2467 | #DIV/0! | 3433.2467 | #DIV/0! | 194.0287 | 194.0287 | #DIV/0! | 24.03% | 0
0% | 0% | 0% | 2049 | 7 | 744 | 0 |  | 0 | 0 |  | 0 |  |  |  | 0 | 0 | 0 | 0 | 0 | 0 | 0 | 0 | 0 | 0 |  | 0 | 0 | 0 | 0 | 0 | 0 | 0 | 0 | 0 | 0 | 0 | [8 empty] | 0 | 118.521 | 3084.53 | [6 empty] | 0 | 0 | 0 | 0 | 0 | 0 | 0 | 0 | 0 | 0 | 0 | 0 | 0 | [6 empty] | 0 | 0 | 0 | [12 empty] | 3203.051 | -3203.051 | -3203.051 | -3203.051 | -3203.051 | -3203.051 | -3203.051 | -3203.051 | -3203.051 | -3203.051 | #DIV/0! | #DIV/0! | #DIV/0! | #DIV/0! | #DIV/0! | #DIV/0! | #DIV/0! | #DIV/0! | #DIV/0! | [9 empty] | 0 | 3203.051 | -3203.051 | -3203.051 | -3203.051 | -3203.051 | -3203.051 | -3203.051 | -3203.051 | -3203.051 | -3203.051 | #DIV/0! | #DIV/0! | #DIV/0! | #DIV/0! | #DIV/0! | #DIV/0! | #DIV/0! | #DIV/0! | #DIV/0! | 3203.051 | #DIV/0! | 3203.051 | #DIV/0! | 0 | 0 | #DIV/0! | 25.2% | 0
0% | 0% | 0% | 2049 | 8 | 744 | 0 |  | 0 | 0 |  | 0 |  |  |  | 0 | 0 | 0 | 0 | 0 | 0 | 0 | 0 | 0 | 0 |  | 0 | 0 | 0 | 0 | 0 | 0 | 0 | 0 | 0 | 0 | 0 | [8 empty] | 0 | 107.64 | 3021.928 | [6 empty] | 0 | 0 | 0 | 0 | 0 | 0 | 0 | 0 | 0 | 0 | 0 | 0 | 0 | [6 empty] | 0 | 0 | 0 | [12 empty] | 3129.568 | -3129.568 | -3129.568 | -3129.568 | -3129.568 | -3129.568 | -3129.568 | -3129.568 | -3129.568 | -3129.568 | #DIV/0! | #DIV/0! | #DIV/0! | #DIV/0! | #DIV/0! | #DIV/0! | #DIV/0! | #DIV/0! | #DIV/0! | [9 empty] | 0 | 3129.568 | -3129.568 | -3129.568 | -3129.568 | -3129.568 | -3129.568 | -3129.568 | -3129.568 | -3129.568 | -3129.568 | #DIV/0! | #DIV/0! | #DIV/0! | #DIV/0! | #DIV/0! | #DIV/0! | #DIV/0! | #DIV/0! | #DIV/0! | 3129.568 | #DIV/0! | 3129.568 | #DIV/0! | 0 | 0 | #DIV/0! | 28.52% | 0
0% | 0% | 0% | 2049 | 9 | 720 | 0 |  | 0 | 0 |  | 0 |  |  |  | 0 | 0 | 0 | 0 | 0 | 0 | 0 | 0 | 0 | 0 |  | 0 | 0 | 0 | 0 | 0 | 0 | 0 | 0 | 0 | 0 | 0 | [8 empty] | 0 | 102.375 | 2969.628 | [6 empty] | 0 | 0 | 0 | 0 | 0 | 0 | 0 | 0 | 0 | 0 | 0 | 0 | 0 | [6 empty] | 0 | 0 | 0 | [12 empty] | 3072.003 | -3072.003 | -3072.003 | -3072.003 | -3072.003 | -3072.003 | -3072.003 | -3072.003 | -3072.003 | -3072.003 | #DIV/0! | #DIV/0! | #DIV/0! | #DIV/0! | #DIV/0! | #DIV/0! | #DIV/0! | #DIV/0! | #DIV/0! | [9 empty] | 0 | 3072.003 | -3072.003 | -3072.003 | -3072.003 | -3072.003 | -3072.003 | -3072.003 | -3072.003 | -3072.003 | -3072.003 | #DIV/0! | #DIV/0! | #DIV/0! | #DIV/0! | #DIV/0! | #DIV/0! | #DIV/0! | #DIV/0! | #DIV/0! | 3072.003 | #DIV/0! | 3072.003 | #DIV/0! | 0 | 0 | #DIV/0! | 31.86% | 0
0% | 0% | 0% | 2049 | 10 | 744 | 0 |  | 0 | 0 |  | 0 |  |  |  | 0 | 0 | 0 | 0 | 0 | 0 | 0 | 0 | 0 | 0 |  | 0 | 0 | 0 | 0 | 0 | 0 | 0 | 0 | 0 | 0 | 0 | [8 empty] | 0 | 118.17 | 3225.186 | [6 empty] | 0 | 0 | 0 | 0 | 0 | 0 | 0 | 0 | 0 | 0 | 0 | 0 | 0 | [6 empty] | 0 | 0 | 0 | [12 empty] | 3343.356 | -3343.356 | -3343.356 | -3343.356 | -3343.356 | -3343.356 | -3343.356 | -3343.356 | -3343.356 | -3343.356 | #DIV/0! | #DIV/0! | #DIV/0! | #DIV/0! | #DIV/0! | #DIV/0! | #DIV/0! | #DIV/0! | #DIV/0! | [9 empty] | 0 | 3343.356 | -3343.356 | -3343.356 | -3343.356 | -3343.356 | -3343.356 | -3343.356 | -3343.356 | -3343.356 | -3343.356 | #DIV/0! | #DIV/0! | #DIV/0! | #DIV/0! | #DIV/0! | #DIV/0! | #DIV/0! | #DIV/0! | #DIV/0! | 3343.356 | #DIV/0! | 3343.356 | #DIV/0! | 0 | 0 | #DIV/0! | 35.74% | 0
0% | 0% | 0% | 2049 | 11 | 721 | 0 |  | 0 | 0 |  | 0 |  |  |  | 0 | 0 | 0 | 0 | 0 | 0 | 0 | 0 | 0 | 0 |  | 0 | 0 | 0 | 0 | 0 | 0 | 0 | 0 | 0 | 0 | 0 | [8 empty] | 0 | 104.364 | 3268.374 | [6 empty] | 0 | 0 | 0 | 0 | 0 | 0 | 0 | 0 | 0 | 0 | 0 | 0 | 0 | [6 empty] | 0 | 0 | 0 | [12 empty] | 3372.738 | -3372.738 | -3372.738 | -3372.738 | -3372.738 | -3372.738 | -3372.738 | -3372.738 | -3372.738 | -3372.738 | #DIV/0! | #DIV/0! | #DIV/0! | #DIV/0! | #DIV/0! | #DIV/0! | #DIV/0! | #DIV/0! | #DIV/0! | [9 empty] | 0 | 3372.738 | -3372.738 | -3372.738 | -3372.738 | -3372.738 | -3372.738 | -3372.738 | -3372.738 | -3372.738 | -3372.738 | #DIV/0! | #DIV/0! | #DIV/0! | #DIV/0! | #DIV/0! | #DIV/0! | #DIV/0! | #DIV/0! | #DIV/0! | 3372.738 | #DIV/0! | 3372.738 | #DIV/0! | 0 | 0 | #DIV/0! | 40.51% | 0
0% | 0% | 0% | 2049 | 12 | 744 | 0 |  | 0 | 0 |  | 0 |  |  |  | 0 | 0 | 0 | 0 | 0 | 0 | 0 | 0 | 0 | 0 |  | 0 | 0 | 0 | 0 | 0 | 0 | 0 | 0 | 0 | 0 | 0 | [8 empty] | 0 | 105.066 | 3218.847 | [6 empty] | 0 | 0 | 0 | 0 | 0 | 0 | 0 | 0 | 0 | 0 | 0 | 0 | 0 | [6 empty] | 0 | 0 | 0 | [12 empty] | 3323.913 | -3323.913 | -3323.913 | -3323.913 | -3323.913 | -3323.913 | -3323.913 | -3323.913 | -3323.913 | -3323.913 | #DIV/0! | #DIV/0! | #DIV/0! | #DIV/0! | #DIV/0! | #DIV/0! | #DIV/0! | #DIV/0! | #DIV/0! | [9 empty] | 0 | 3323.913 | -3323.913 | -3323.913 | -3323.913 | -3323.913 | -3323.913 | -3323.913 | -3323.913 | -3323.913 | -3323.913 | #DIV/0! | #DIV/0! | #DIV/0! | #DIV/0! | #DIV/0! | #DIV/0! | #DIV/0! | #DIV/0! | #DIV/0! | 3323.913 | #DIV/0! | 3323.913 | #DIV/0! | 0 | 0 | #DIV/0! | 32.95% | 0
0% | 0% | 0% | 2050 | 1 | 744 | 0 |  | 0 | 0 |  | 0 |  |  |  | 0 | 0 | 0 | 0 | 0 | 0 | 0 | 0 | 0 | 0 |  | 0 | 0 | 0 | 0 | 0 | 0 | 0 | 0 | 0 | 0 | 0 | [8 empty] | 0 | 98.514 | 3278.675 | [6 empty] | 0 | 0 | 0 | 0 | 0 | 0 | 0 | 0 | 0 | 0 | 0 | 0 | 0 | [6 empty] | 0 | 0 | 0 | [12 empty] | 3377.189 | -3377.189 | -3377.189 | -3377.189 | -3377.189 | -3377.189 | -3377.189 | -3377.189 | -3377.189 | -3377.189 | #DIV/0! | #DIV/0! | #DIV/0! | #DIV/0! | #DIV/0! | #DIV/0! | #DIV/0! | #DIV/0! | #DIV/0! | [9 empty] | 0 | 3377.189 | -3377.189 | -3377.189 | -3377.189 | -3377.189 | -3377.189 | -3377.189 | -3377.189 | -3377.189 | -3377.189 | #DIV/0! | #DIV/0! | #DIV/0! | #DIV/0! | #DIV/0! | #DIV/0! | #DIV/0! | #DIV/0! | #DIV/0! | 3377.189 | #DIV/0! | 3377.189 | #DIV/0! | 0 | 0 | #DIV/0! | 32.53% | 0
0% | 0% | 0% | 2050 | 2 | 672 | 0 |  | 0 | 0 |  | 0 |  |  |  | 0 | 0 | 0 | 0 | 0 | 0 | 0 | 0 | 0 | 0 |  | 0 | 0 | 0 | 0 | 0 | 0 | 0 | 0 | 0 | 0 | 0 | [8 empty] | 0 | 92.898 | 3057.587 | [6 empty] | 0 | 0 | 0 | 0 | 0 | 0 | 0 | 0 | 0 | 0 | 0 | 0 | 0 | [6 empty] | 0 | 0 | 0 | [12 empty] | 3150.485 | -3150.485 | -3150.485 | -3150.485 | -3150.485 | -3150.485 | -3150.485 | -3150.485 | -3150.485 | -3150.485 | #DIV/0! | #DIV/0! | #DIV/0! | #DIV/0! | #DIV/0! | #DIV/0! | #DIV/0! | #DIV/0! | #DIV/0! | [9 empty] | 0 | 3150.485 | -3150.485 | -3150.485 | -3150.485 | -3150.485 | -3150.485 | -3150.485 | -3150.485 | -3150.485 | -3150.485 | #DIV/0! | #DIV/0! | #DIV/0! | #DIV/0! | #DIV/0! | #DIV/0! | #DIV/0! | #DIV/0! | #DIV/0! | 3150.485 | #DIV/0! | 3150.485 | #DIV/0! | 0 | 0 | #DIV/0! | 31.26% | 0
0% | 0% | 0% | 2050 | 3 | 743 | 0 |  | 0 | 0 |  | 0 |  |  |  | 0 | 0 | 0 | 0 | 0 | 0 | 0 | 0 | 0 | 0 |  | 0 | 0 | 0 | 0 | 0 | 0 | 0 | 0 | 0 | 0 | 0 | [8 empty] | 0 | 87.516 | 3232.714 | [6 empty] | 0 | 0 | 0 | 0 | 0 | 0 | 0 | 0 | 0 | 0 | 0 | 0 | 0 | [6 empty] | 0 | 0 | 0 | [12 empty] | 3320.23 | -3320.23 | -3320.23 | -3320.23 | -3320.23 | -3320.23 | -3320.23 | -3320.23 | -3320.23 | -3320.23 | #DIV/0! | #DIV/0! | #DIV/0! | #DIV/0! | #DIV/0! | #DIV/0! | #DIV/0! | #DIV/0! | #DIV/0! | [9 empty] | 0 | 3320.23 | -3320.23 | -3320.23 | -3320.23 | -3320.23 | -3320.23 | -3320.23 | -3320.23 | -3320.23 | -3320.23 | #DIV/0! | #DIV/0! | #DIV/0! | #DIV/0! | #DIV/0! | #DIV/0! | #DIV/0! | #DIV/0! | #DIV/0! | 3320.23 | #DIV/0! | 3320.23 | #DIV/0! | 0 | 0 | #DIV/0! | 32.86% | 0
0% | 0% | 0% | 2050 | 4 | 720 | 0 |  | 0 | 0 |  | 0 |  |  |  | 0 | 0 | 0 | 0 | 0 | 0 | 0 | 0 | 0 | 0 |  | 0 | 0 | 0 | 0 | 0 | 0 | 0 | 0 | 0 | 0 | 0 | [8 empty] | 0 | 96.057 | 3017.966 | [6 empty] | 0 | 0 | 0 | 0 | 0 | 0 | 0 | 0 | 0 | 0 | 0 | 0 | 0 | [6 empty] | 0 | 0 | 0 | [12 empty] | 3114.023 | -3114.023 | -3114.023 | -3114.023 | -3114.023 | -3114.023 | -3114.023 | -3114.023 | -3114.023 | -3114.023 | #DIV/0! | #DIV/0! | #DIV/0! | #DIV/0! | #DIV/0! | #DIV/0! | #DIV/0! | #DIV/0! | #DIV/0! | [9 empty] | 0 | 3114.023 | -3114.023 | -3114.023 | -3114.023 | -3114.023 | -3114.023 | -3114.023 | -3114.023 | -3114.023 | -3114.023 | #DIV/0! | #DIV/0! | #DIV/0! | #DIV/0! | #DIV/0! | #DIV/0! | #DIV/0! | #DIV/0! | #DIV/0! | 3114.023 | #DIV/0! | 3114.023 | #DIV/0! | 0 | 0 | #DIV/0! | 35.35% | 0
0% | 0% | 0% | 2050 | 5 | 744 | 0 |  | 0 | 0 |  | 0 |  |  |  | 0 | 0 | 0 | 0 | 0 | 0 | 0 | 0 | 0 | 0 |  | 0 | 0 | 0 | 0 | 0 | 0 | 0 | 0 | 0 | 0 | 0 | [8 empty] | 0 | 109.161 | 3327.41 | [6 empty] | 0 | 0 | 0 | 0 | 0 | 0 | 0 | 0 | 0 | 0 | 0 | 0 | 0 | [6 empty] | 0 | 0 | 0 | [12 empty] | 3436.571 | -3436.571 | -3436.571 | -3436.571 | -3436.571 | -3436.571 | -3436.571 | -3436.571 | -3436.571 | -3436.571 | #DIV/0! | #DIV/0! | #DIV/0! | #DIV/0! | #DIV/0! | #DIV/0! | #DIV/0! | #DIV/0! | #DIV/0! | [9 empty] | 0 | 3436.571 | -3436.571 | -3436.571 | -3436.571 | -3436.571 | -3436.571 | -3436.571 | -3436.571 | -3436.571 | -3436.571 | #DIV/0! | #DIV/0! | #DIV/0! | #DIV/0! | #DIV/0! | #DIV/0! | #DIV/0! | #DIV/0! | #DIV/0! | 3436.571 | #DIV/0! | 3436.571 | #DIV/0! | 0 | 0 | #DIV/0! | 28.87% | 0
0% | 0% | 0% | 2050 | 6 | 720 | 0 |  | 0 | 0 |  | 0 |  |  |  | 0 | 0 | 0 | 0 | 0 | 0 | 0 | 0 | 0 | 0 |  | 0 | 0 | 0 | 0 | 0 | 0 | 0 | 0 | 0 | 0 | 0 | [8 empty] | 0 | 128.934 | 3110.284 | [6 empty] | 0 | 0 | 0 | 0 | 0 | 0 | 0 | 0 | 0 | 0 | 0 | 0 | 0 | [6 empty] | 0 | 0 | 0 | [12 empty] | 3239.218 | -3239.218 | -3239.218 | -3239.218 | -3239.218 | -3239.218 | -3239.218 | -3239.218 | -3239.218 | -3239.218 | #DIV/0! | #DIV/0! | #DIV/0! | #DIV/0! | #DIV/0! | #DIV/0! | #DIV/0! | #DIV/0! | #DIV/0! | [9 empty] | 0 | 3239.218 | -3239.218 | -3239.218 | -3239.218 | -3239.218 | -3239.218 | -3239.218 | -3239.218 | -3239.218 | -3239.218 | #DIV/0! | #DIV/0! | #DIV/0! | #DIV/0! | #DIV/0! | #DIV/0! | #DIV/0! | #DIV/0! | #DIV/0! | 3239.218 | #DIV/0! | 3239.218 | #DIV/0! | 0 | 0 | #DIV/0! | 24.03% | 0
0% | 0% | 0% | 2050 | 7 | 744 | 0 |  | 0 | 0 |  | 0 |  |  |  | 0 | 0 | 0 | 0 | 0 | 0 | 0 | 0 | 0 | 0 |  | 0 | 0 | 0 | 0 | 0 | 0 | 0 | 0 | 0 | 0 | 0 | [8 empty] | 0 | 118.521 | 3084.53 | [6 empty] | 0 | 0 | 0 | 0 | 0 | 0 | 0 | 0 | 0 | 0 | 0 | 0 | 0 | [6 empty] | 0 | 0 | 0 | [12 empty] | 3203.051 | -3203.051 | -3203.051 | -3203.051 | -3203.051 | -3203.051 | -3203.051 | -3203.051 | -3203.051 | -3203.051 | #DIV/0! | #DIV/0! | #DIV/0! | #DIV/0! | #DIV/0! | #DIV/0! | #DIV/0! | #DIV/0! | #DIV/0! | [9 empty] | 0 | 3203.051 | -3203.051 | -3203.051 | -3203.051 | -3203.051 | -3203.051 | -3203.051 | -3203.051 | -3203.051 | -3203.051 | #DIV/0! | #DIV/0! | #DIV/0! | #DIV/0! | #DIV/0! | #DIV/0! | #DIV/0! | #DIV/0! | #DIV/0! | 3203.051 | #DIV/0! | 3203.051 | #DIV/0! | 0 | 0 | #DIV/0! | 25.2% | 0
0% | 0% | 0% | 2050 | 8 | 744 | 0 |  | 0 | 0 |  | 0 |  |  |  | 0 | 0 | 0 | 0 | 0 | 0 | 0 | 0 | 0 | 0 |  | 0 | 0 | 0 | 0 | 0 | 0 | 0 | 0 | 0 | 0 | 0 | [8 empty] | 0 | 107.64 | 3021.928 | [6 empty] | 0 | 0 | 0 | 0 | 0 | 0 | 0 | 0 | 0 | 0 | 0 | 0 | 0 | [6 empty] | 0 | 0 | 0 | [12 empty] | 3129.568 | -3129.568 | -3129.568 | -3129.568 | -3129.568 | -3129.568 | -3129.568 | -3129.568 | -3129.568 | -3129.568 | #DIV/0! | #DIV/0! | #DIV/0! | #DIV/0! | #DIV/0! | #DIV/0! | #DIV/0! | #DIV/0! | #DIV/0! | [9 empty] | 0 | 3129.568 | -3129.568 | -3129.568 | -3129.568 | -3129.568 | -3129.568 | -3129.568 | -3129.568 | -3129.568 | -3129.568 | #DIV/0! | #DIV/0! | #DIV/0! | #DIV/0! | #DIV/0! | #DIV/0! | #DIV/0! | #DIV/0! | #DIV/0! | 3129.568 | #DIV/0! | 3129.568 | #DIV/0! | 0 | 0 | #DIV/0! | 28.52% | 0
0% | 0% | 0% | 2050 | 9 | 720 | 0 |  | 0 | 0 |  | 0 |  |  |  | 0 | 0 | 0 | 0 | 0 | 0 | 0 | 0 | 0 | 0 |  | 0 | 0 | 0 | 0 | 0 | 0 | 0 | 0 | 0 | 0 | 0 | [8 empty] | 0 | 102.375 | 2969.628 | [6 empty] | 0 | 0 | 0 | 0 | 0 | 0 | 0 | 0 | 0 | 0 | 0 | 0 | 0 | [6 empty] | 0 | 0 | 0 | [12 empty] | 3072.003 | -3072.003 | -3072.003 | -3072.003 | -3072.003 | -3072.003 | -3072.003 | -3072.003 | -3072.003 | -3072.003 | #DIV/0! | #DIV/0! | #DIV/0! | #DIV/0! | #DIV/0! | #DIV/0! | #DIV/0! | #DIV/0! | #DIV/0! | [9 empty] | 0 | 3072.003 | -3072.003 | -3072.003 | -3072.003 | -3072.003 | -3072.003 | -3072.003 | -3072.003 | -3072.003 | -3072.003 | #DIV/0! | #DIV/0! | #DIV/0! | #DIV/0! | #DIV/0! | #DIV/0! | #DIV/0! | #DIV/0! | #DIV/0! | 3072.003 | #DIV/0! | 3072.003 | #DIV/0! | 0 | 0 | #DIV/0! | 31.86% | 0
0% | 0% | 0% | 2050 | 10 | 744 | 0 |  | 0 | 0 |  | 0 |  |  |  | 0 | 0 | 0 | 0 | 0 | 0 | 0 | 0 | 0 | 0 |  | 0 | 0 | 0 | 0 | 0 | 0 | 0 | 0 | 0 | 0 | 0 | [8 empty] | 0 | 118.17 | 3225.186 | [6 empty] | 0 | 0 | 0 | 0 | 0 | 0 | 0 | 0 | 0 | 0 | 0 | 0 | 0 | [6 empty] | 0 | 0 | 0 | [12 empty] | 3343.356 | -3343.356 | -3343.356 | -3343.356 | -3343.356 | -3343.356 | -3343.356 | -3343.356 | -3343.356 | -3343.356 | #DIV/0! | #DIV/0! | #DIV/0! | #DIV/0! | #DIV/0! | #DIV/0! | #DIV/0! | #DIV/0! | #DIV/0! | [9 empty] | 0 | 3343.356 | -3343.356 | -3343.356 | -3343.356 | -3343.356 | -3343.356 | -3343.356 | -3343.356 | -3343.356 | -3343.356 | #DIV/0! | #DIV/0! | #DIV/0! | #DIV/0! | #DIV/0! | #DIV/0! | #DIV/0! | #DIV/0! | #DIV/0! | 3343.356 | #DIV/0! | 3343.356 | #DIV/0! | 0 | 0 | #DIV/0! | 35.74% | 0
0% | 0% | 0% | 2050 | 11 | 721 | 0 |  | 0 | 0 |  | 0 |  |  |  | 0 | 0 | 0 | 0 | 0 | 0 | 0 | 0 | 0 | 0 |  | 0 | 0 | 0 | 0 | 0 | 0 | 0 | 0 | 0 | 0 | 0 | [8 empty] | 0 | 104.364 | 3268.374 | [6 empty] | 0 | 0 | 0 | 0 | 0 | 0 | 0 | 0 | 0 | 0 | 0 | 0 | 0 | [6 empty] | 0 | 0 | 0 | [12 empty] | 3372.738 | -3372.738 | -3372.738 | -3372.738 | -3372.738 | -3372.738 | -3372.738 | -3372.738 | -3372.738 | -3372.738 | #DIV/0! | #DIV/0! | #DIV/0! | #DIV/0! | #DIV/0! | #DIV/0! | #DIV/0! | #DIV/0! | #DIV/0! | [9 empty] | 0 | 3372.738 | -3372.738 | -3372.738 | -3372.738 | -3372.738 | -3372.738 | -3372.738 | -3372.738 | -3372.738 | -3372.738 | #DIV/0! | #DIV/0! | #DIV/0! | #DIV/0! | #DIV/0! | #DIV/0! | #DIV/0! | #DIV/0! | #DIV/0! | 3372.738 | #DIV/0! | 3372.738 | #DIV/0! | 0 | 0 | #DIV/0! | 40.51% | 0
0% | 0% | 0% | 2050 | 12 | 744 | 0 |  | 0 | 0 |  | 0 |  |  |  | 0 | 0 | 0 | 0 | 0 | 0 | 0 | 0 | 0 | 0 |  | 0 | 0 | 0 | 0 | 0 | 0 | 0 | 0 | 0 | 0 | 0 | [8 empty] | 0 | 105.066 | 3218.847 | [6 empty] | 0 | 0 | 0 | 0 | 0 | 0 | 0 | 0 | 0 | 0 | 0 | 0 | 0 | [6 empty] | 0 | 0 | 0 | [12 empty] | 3323.913 | -3323.913 | -3323.913 | -3323.913 | -3323.913 | -3323.913 | -3323.913 | -3323.913 | -3323.913 | -3323.913 | #DIV/0! | #DIV/0! | #DIV/0! | #DIV/0! | #DIV/0! | #DIV/0! | #DIV/0! | #DIV/0! | #DIV/0! | [9 empty] | 0 | 3323.913 | -3323.913 | -3323.913 | -3323.913 | -3323.913 | -3323.913 | -3323.913 | -3323.913 | -3323.913 | -3323.913 | #DIV/0! | #DIV/0! | #DIV/0! | #DIV/0! | #DIV/0! | #DIV/0! | #DIV/0! | #DIV/0! | #DIV/0! | 3323.913 | #DIV/0! | 3323.913 | #DIV/0! | 0 | 0 | #DIV/0! | 32.95% | 0
0% | 0% | 0% | 2051 | 1 | 744 | 0 |  | 0 | 0 |  | 0 |  |  |  | 0 | 0 | 0 | 0 | 0 | 0 | 0 | 0 | 0 | 0 |  | 0 | 0 | 0 | 0 | 0 | 0 | 0 | 0 | 0 | 0 | 0 | [8 empty] | 0 | 98.514 | 3278.675 | [6 empty] | 0 | 0 | 0 | 0 | 0 | 0 | 0 | 0 | 0 | 0 | 0 | 0 | 0 | [6 empty] | 0 | 0 | 0 | [12 empty] | 3377.189 | -3377.189 | -3377.189 | -3377.189 | -3377.189 | -3377.189 | -3377.189 | -3377.189 | -3377.189 | -3377.189 | #DIV/0! | #DIV/0! | #DIV/0! | #DIV/0! | #DIV/0! | #DIV/0! | #DIV/0! | #DIV/0! | #DIV/0! | [9 empty] | 0 | 3377.189 | -3377.189 | -3377.189 | -3377.189 | -3377.189 | -3377.189 | -3377.189 | -3377.189 | -3377.189 | -3377.189 | #DIV/0! | #DIV/0! | #DIV/0! | #DIV/0! | #DIV/0! | #DIV/0! | #DIV/0! | #DIV/0! | #DIV/0! | 3377.189 | #DIV/0! | 3377.189 | #DIV/0! | 0 | 0 | #DIV/0! | 32.53% | 0
0% | 0% | 0% | 2051 | 2 | 672 | 0 |  | 0 | 0 |  | 0 |  |  |  | 0 | 0 | 0 | 0 | 0 | 0 | 0 | 0 | 0 | 0 |  | 0 | 0 | 0 | 0 | 0 | 0 | 0 | 0 | 0 | 0 | 0 | [8 empty] | 0 | 92.898 | 3057.587 | [6 empty] | 0 | 0 | 0 | 0 | 0 | 0 | 0 | 0 | 0 | 0 | 0 | 0 | 0 | [6 empty] | 0 | 0 | 0 | [12 empty] | 3150.485 | -3150.485 | -3150.485 | -3150.485 | -3150.485 | -3150.485 | -3150.485 | -3150.485 | -3150.485 | -3150.485 | #DIV/0! | #DIV/0! | #DIV/0! | #DIV/0! | #DIV/0! | #DIV/0! | #DIV/0! | #DIV/0! | #DIV/0! | [9 empty] | 0 | 3150.485 | -3150.485 | -3150.485 | -3150.485 | -3150.485 | -3150.485 | -3150.485 | -3150.485 | -3150.485 | -3150.485 | #DIV/0! | #DIV/0! | #DIV/0! | #DIV/0! | #DIV/0! | #DIV/0! | #DIV/0! | #DIV/0! | #DIV/0! | 3150.485 | #DIV/0! | 3150.485 | #DIV/0! | 0 | 0 | #DIV/0! | 31.26% | 0
0% | 0% | 0% | 2051 | 3 | 743 | 0 |  | 0 | 0 |  | 0 |  |  |  | 0 | 0 | 0 | 0 | 0 | 0 | 0 | 0 | 0 | 0 |  | 0 | 0 | 0 | 0 | 0 | 0 | 0 | 0 | 0 | 0 | 0 | [8 empty] | 0 | 87.516 | 3232.714 | [6 empty] | 0 | 0 | 0 | 0 | 0 | 0 | 0 | 0 | 0 | 0 | 0 | 0 | 0 | [6 empty] | 0 | 0 | 0 | [12 empty] | 3320.23 | -3320.23 | -3320.23 | -3320.23 | -3320.23 | -3320.23 | -3320.23 | -3320.23 | -3320.23 | -3320.23 | #DIV/0! | #DIV/0! | #DIV/0! | #DIV/0! | #DIV/0! | #DIV/0! | #DIV/0! | #DIV/0! | #DIV/0! | [9 empty] | 0 | 3320.23 | -3320.23 | -3320.23 | -3320.23 | -3320.23 | -3320.23 | -3320.23 | -3320.23 | -3320.23 | -3320.23 | #DIV/0! | #DIV/0! | #DIV/0! | #DIV/0! | #DIV/0! | #DIV/0! | #DIV/0! | #DIV/0! | #DIV/0! | 3320.23 | #DIV/0! | 3320.23 | #DIV/0! | 0 | 0 | #DIV/0! | 32.86% | 0
0% | 0% | 0% | 2051 | 4 | 720 | 0 |  | 0 | 0 |  | 0 |  |  |  | 0 | 0 | 0 | 0 | 0 | 0 | 0 | 0 | 0 | 0 |  | 0 | 0 | 0 | 0 | 0 | 0 | 0 | 0 | 0 | 0 | 0 | [8 empty] | 0 | 96.057 | 3017.966 | [6 empty] | 0 | 0 | 0 | 0 | 0 | 0 | 0 | 0 | 0 | 0 | 0 | 0 | 0 | [6 empty] | 0 | 0 | 0 | [12 empty] | 3114.023 | -3114.023 | -3114.023 | -3114.023 | -3114.023 | -3114.023 | -3114.023 | -3114.023 | -3114.023 | -3114.023 | #DIV/0! | #DIV/0! | #DIV/0! | #DIV/0! | #DIV/0! | #DIV/0! | #DIV/0! | #DIV/0! | #DIV/0! | [9 empty] | 0 | 3114.023 | -3114.023 | -3114.023 | -3114.023 | -3114.023 | -3114.023 | -3114.023 | -3114.023 | -3114.023 | -3114.023 | #DIV/0! | #DIV/0! | #DIV/0! | #DIV/0! | #DIV/0! | #DIV/0! | #DIV/0! | #DIV/0! | #DIV/0! | 3114.023 | #DIV/0! | 3114.023 | #DIV/0! | 0 | 0 | #DIV/0! | 35.35% | 0
0% | 0% | 0% | 2051 | 5 | 744 | 0 |  | 0 | 0 |  | 0 |  |  |  | 0 | 0 | 0 | 0 | 0 | 0 | 0 | 0 | 0 | 0 |  | 0 | 0 | 0 | 0 | 0 | 0 | 0 | 0 | 0 | 0 | 0 | [8 empty] | 0 | 109.161 | 3327.41 | [6 empty] | 0 | 0 | 0 | 0 | 0 | 0 | 0 | 0 | 0 | 0 | 0 | 0 | 0 | [6 empty] | 0 | 0 | 0 | [12 empty] | 3436.571 | -3436.571 | -3436.571 | -3436.571 | -3436.571 | -3436.571 | -3436.571 | -3436.571 | -3436.571 | -3436.571 | #DIV/0! | #DIV/0! | #DIV/0! | #DIV/0! | #DIV/0! | #DIV/0! | #DIV/0! | #DIV/0! | #DIV/0! | [9 empty] | 0 | 3436.571 | -3436.571 | -3436.571 | -3436.571 | -3436.571 | -3436.571 | -3436.571 | -3436.571 | -3436.571 | -3436.571 | #DIV/0! | #DIV/0! | #DIV/0! | #DIV/0! | #DIV/0! | #DIV/0! | #DIV/0! | #DIV/0! | #DIV/0! | 3436.571 | #DIV/0! | 3436.571 | #DIV/0! | 0 | 0 | #DIV/0! | 28.87% | 0
0% | 0% | 0% | 2051 | 6 | 720 | 0 |  | 0 | 0 |  | 0 |  |  |  | 0 | 0 | 0 | 0 | 0 | 0 | 0 | 0 | 0 | 0 |  | 0 | 0 | 0 | 0 | 0 | 0 | 0 | 0 | 0 | 0 | 0 | [8 empty] | 0 | 128.934 | 3110.284 | [6 empty] | 0 | 0 | 0 | 0 | 0 | 0 | 0 | 0 | 0 | 0 | 0 | 0 | 0 | [6 empty] | 0 | 0 | 0 | [12 empty] | 3239.218 | -3239.218 | -3239.218 | -3239.218 | -3239.218 | -3239.218 | -3239.218 | -3239.218 | -3239.218 | -3239.218 | #DIV/0! | #DIV/0! | #DIV/0! | #DIV/0! | #DIV/0! | #DIV/0! | #DIV/0! | #DIV/0! | #DIV/0! | [9 empty] | 0 | 3239.218 | -3239.218 | -3239.218 | -3239.218 | -3239.218 | -3239.218 | -3239.218 | -3239.218 | -3239.218 | -3239.218 | #DIV/0! | #DIV/0! | #DIV/0! | #DIV/0! | #DIV/0! | #DIV/0! | #DIV/0! | #DIV/0! | #DIV/0! | 3239.218 | #DIV/0! | 3239.218 | #DIV/0! | 0 | 0 | #DIV/0! | 24.03% | 0
0% | 0% | 0% | 2051 | 7 | 744 | 0 |  | 0 | 0 |  | 0 |  |  |  | 0 | 0 | 0 | 0 | 0 | 0 | 0 | 0 | 0 | 0 |  | 0 | 0 | 0 | 0 | 0 | 0 | 0 | 0 | 0 | 0 | 0 | [8 empty] | 0 | 118.521 | 3084.53 | [6 empty] | 0 | 0 | 0 | 0 | 0 | 0 | 0 | 0 | 0 | 0 | 0 | 0 | 0 | [6 empty] | 0 | 0 | 0 | [12 empty] | 3203.051 | -3203.051 | -3203.051 | -3203.051 | -3203.051 | -3203.051 | -3203.051 | -3203.051 | -3203.051 | -3203.051 | #DIV/0! | #DIV/0! | #DIV/0! | #DIV/0! | #DIV/0! | #DIV/0! | #DIV/0! | #DIV/0! | #DIV/0! | [9 empty] | 0 | 3203.051 | -3203.051 | -3203.051 | -3203.051 | -3203.051 | -3203.051 | -3203.051 | -3203.051 | -3203.051 | -3203.051 | #DIV/0! | #DIV/0! | #DIV/0! | #DIV/0! | #DIV/0! | #DIV/0! | #DIV/0! | #DIV/0! | #DIV/0! | 3203.051 | #DIV/0! | 3203.051 | #DIV/0! | 0 | 0 | #DIV/0! | 25.2% | 0
0% | 0% | 0% | 2051 | 8 | 744 | 0 |  | 0 | 0 |  | 0 |  |  |  | 0 | 0 | 0 | 0 | 0 | 0 | 0 | 0 | 0 | 0 |  | 0 | 0 | 0 | 0 | 0 | 0 | 0 | 0 | 0 | 0 | 0 | [8 empty] | 0 | 107.64 | 3021.928 | [6 empty] | 0 | 0 | 0 | 0 | 0 | 0 | 0 | 0 | 0 | 0 | 0 | 0 | 0 | [6 empty] | 0 | 0 | 0 | [12 empty] | 3129.568 | -3129.568 | -3129.568 | -3129.568 | -3129.568 | -3129.568 | -3129.568 | -3129.568 | -3129.568 | -3129.568 | #DIV/0! | #DIV/0! | #DIV/0! | #DIV/0! | #DIV/0! | #DIV/0! | #DIV/0! | #DIV/0! | #DIV/0! | [9 empty] | 0 | 3129.568 | -3129.568 | -3129.568 | -3129.568 | -3129.568 | -3129.568 | -3129.568 | -3129.568 | -3129.568 | -3129.568 | #DIV/0! | #DIV/0! | #DIV/0! | #DIV/0! | #DIV/0! | #DIV/0! | #DIV/0! | #DIV/0! | #DIV/0! | 3129.568 | #DIV/0! | 3129.568 | #DIV/0! | 0 | 0 | #DIV/0! | 28.52% | 0
0% | 0% | 0% | 2051 | 9 | 720 | 0 |  | 0 | 0 |  | 0 |  |  |  | 0 | 0 | 0 | 0 | 0 | 0 | 0 | 0 | 0 | 0 |  | 0 | 0 | 0 | 0 | 0 | 0 | 0 | 0 | 0 | 0 | 0 | [8 empty] | 0 | 102.375 | 2969.628 | [6 empty] | 0 | 0 | 0 | 0 | 0 | 0 | 0 | 0 | 0 | 0 | 0 | 0 | 0 | [6 empty] | 0 | 0 | 0 | [12 empty] | 3072.003 | -3072.003 | -3072.003 | -3072.003 | -3072.003 | -3072.003 | -3072.003 | -3072.003 | -3072.003 | -3072.003 | #DIV/0! | #DIV/0! | #DIV/0! | #DIV/0! | #DIV/0! | #DIV/0! | #DIV/0! | #DIV/0! | #DIV/0! | [9 empty] | 0 | 3072.003 | -3072.003 | -3072.003 | -3072.003 | -3072.003 | -3072.003 | -3072.003 | -3072.003 | -3072.003 | -3072.003 | #DIV/0! | #DIV/0! | #DIV/0! | #DIV/0! | #DIV/0! | #DIV/0! | #DIV/0! | #DIV/0! | #DIV/0! | 3072.003 | #DIV/0! | 3072.003 | #DIV/0! | 0 | 0 | #DIV/0! | 31.86% | 0
0% | 0% | 0% | 2051 | 10 | 744 | 0 |  | 0 | 0 |  | 0 |  |  |  | 0 | 0 | 0 | 0 | 0 | 0 | 0 | 0 | 0 | 0 |  | 0 | 0 | 0 | 0 | 0 | 0 | 0 | 0 | 0 | 0 | 0 | [8 empty] | 0 | 118.17 | 3225.186 | [6 empty] | 0 | 0 | 0 | 0 | 0 | 0 | 0 | 0 | 0 | 0 | 0 | 0 | 0 | [6 empty] | 0 | 0 | 0 | [12 empty] | 3343.356 | -3343.356 | -3343.356 | -3343.356 | -3343.356 | -3343.356 | -3343.356 | -3343.356 | -3343.356 | -3343.356 | #DIV/0! | #DIV/0! | #DIV/0! | #DIV/0! | #DIV/0! | #DIV/0! | #DIV/0! | #DIV/0! | #DIV/0! | [9 empty] | 0 | 3343.356 | -3343.356 | -3343.356 | -3343.356 | -3343.356 | -3343.356 | -3343.356 | -3343.356 | -3343.356 | -3343.356 | #DIV/0! | #DIV/0! | #DIV/0! | #DIV/0! | #DIV/0! | #DIV/0! | #DIV/0! | #DIV/0! | #DIV/0! | 3343.356 | #DIV/0! | 3343.356 | #DIV/0! | 0 | 0 | #DIV/0! | 35.74% | 0
0% | 0% | 0% | 2051 | 11 | 721 | 0 |  | 0 | 0 |  | 0 |  |  |  | 0 | 0 | 0 | 0 | 0 | 0 | 0 | 0 | 0 | 0 |  | 0 | 0 | 0 | 0 | 0 | 0 | 0 | 0 | 0 | 0 | 0 | [8 empty] | 0 | 104.364 | 3268.374 | [6 empty] | 0 | 0 | 0 | 0 | 0 | 0 | 0 | 0 | 0 | 0 | 0 | 0 | 0 | [6 empty] | 0 | 0 | 0 | [12 empty] | 3372.738 | -3372.738 | -3372.738 | -3372.738 | -3372.738 | -3372.738 | -3372.738 | -3372.738 | -3372.738 | -3372.738 | #DIV/0! | #DIV/0! | #DIV/0! | #DIV/0! | #DIV/0! | #DIV/0! | #DIV/0! | #DIV/0! | #DIV/0! | [9 empty] | 0 | 3372.738 | -3372.738 | -3372.738 | -3372.738 | -3372.738 | -3372.738 | -3372.738 | -3372.738 | -3372.738 | -3372.738 | #DIV/0! | #DIV/0! | #DIV/0! | #DIV/0! | #DIV/0! | #DIV/0! | #DIV/0! | #DIV/0! | #DIV/0! | 3372.738 | #DIV/0! | 3372.738 | #DIV/0! | 0 | 0 | #DIV/0! | 40.51% | 0
0% | 0% | 0% | 2051 | 12 | 744 | 0 |  | 0 | 0 |  | 0 |  |  |  | 0 | 0 | 0 | 0 | 0 | 0 | 0 | 0 | 0 | 0 |  | 0 | 0 | 0 | 0 | 0 | 0 | 0 | 0 | 0 | 0 | 0 | [8 empty] | 0 | 105.066 | 3218.847 | [6 empty] | 0 | 0 | 0 | 0 | 0 | 0 | 0 | 0 | 0 | 0 | 0 | 0 | 0 | [6 empty] | 0 | 0 | 0 | [12 empty] | 3323.913 | -3323.913 | -3323.913 | -3323.913 | -3323.913 | -3323.913 | -3323.913 | -3323.913 | -3323.913 | -3323.913 | #DIV/0! | #DIV/0! | #DIV/0! | #DIV/0! | #DIV/0! | #DIV/0! | #DIV/0! | #DIV/0! | #DIV/0! | [9 empty] | 0 | 3323.913 | -3323.913 | -3323.913 | -3323.913 | -3323.913 | -3323.913 | -3323.913 | -3323.913 | -3323.913 | -3323.913 | #DIV/0! | #DIV/0! | #DIV/0! | #DIV/0! | #DIV/0! | #DIV/0! | #DIV/0! | #DIV/0! | #DIV/0! | 3323.913 | #DIV/0! | 3323.913 | #DIV/0! | 0 | 0 | #DIV/0! | 32.95% | 0
0% | 0% | 0% | 2052 | 1 | 744 | 0 |  | 0 | 0 |  | 0 |  |  |  | 0 | 0 | 0 | 0 | 0 | 0 | 0 | 0 | 0 | 0 |  | 0 | 0 | 0 | 0 | 0 | 0 | 0 | 0 | 0 | 0 | 0 | [8 empty] | 0 | 98.514 | 3278.675 | [6 empty] | 0 | 0 | 0 | 0 | 0 | 0 | 0 | 0 | 0 | 0 | 0 | 0 | 0 | [6 empty] | 0 | 0 | 0 | [12 empty] | 3377.189 | -3377.189 | -3377.189 | -3377.189 | -3377.189 | -3377.189 | -3377.189 | -3377.189 | -3377.189 | -3377.189 | #DIV/0! | #DIV/0! | #DIV/0! | #DIV/0! | #DIV/0! | #DIV/0! | #DIV/0! | #DIV/0! | #DIV/0! | [9 empty] | 0 | 3377.189 | -3377.189 | -3377.189 | -3377.189 | -3377.189 | -3377.189 | -3377.189 | -3377.189 | -3377.189 | -3377.189 | #DIV/0! | #DIV/0! | #DIV/0! | #DIV/0! | #DIV/0! | #DIV/0! | #DIV/0! | #DIV/0! | #DIV/0! | 3377.189 | #DIV/0! | 3377.189 | #DIV/0! | 0 | 0 | #DIV/0! | 32.53% | 0
0% | 0% | 0% | 2052 | 2 | 696 | 0 |  | 0 | 0 |  | 0 |  |  |  | 0 | 0 | 0 | 0 | 0 | 0 | 0 | 0 | 0 | 0 |  | 0 | 0 | 0 | 0 | 0 | 0 | 0 | 0 | 0 | 0 | 0 | [8 empty] | 0 | 92.898 | 3057.587 | [6 empty] | 0 | 0 | 0 | 0 | 0 | 0 | 0 | 0 | 0 | 0 | 0 | 0 | 0 | [6 empty] | 0 | 0 | 0 | [12 empty] | 3150.485 | -3150.485 | -3150.485 | -3150.485 | -3150.485 | -3150.485 | -3150.485 | -3150.485 | -3150.485 | -3150.485 | #DIV/0! | #DIV/0! | #DIV/0! | #DIV/0! | #DIV/0! | #DIV/0! | #DIV/0! | #DIV/0! | #DIV/0! | [9 empty] | 0 | 3150.485 | -3150.485 | -3150.485 | -3150.485 | -3150.485 | -3150.485 | -3150.485 | -3150.485 | -3150.485 | -3150.485 | #DIV/0! | #DIV/0! | #DIV/0! | #DIV/0! | #DIV/0! | #DIV/0! | #DIV/0! | #DIV/0! | #DIV/0! | 3150.485 | #DIV/0! | 3150.485 | #DIV/0! | 0 | 0 | #DIV/0! | 31.26% | 0
0% | 0% | 0% | 2052 | 3 | 743 | 0 |  | 0 | 0 |  | 0 |  |  |  | 0 | 0 | 0 | 0 | 0 | 0 | 0 | 0 | 0 | 0 |  | 0 | 0 | 0 | 0 | 0 | 0 | 0 | 0 | 0 | 0 | 0 | [8 empty] | 0 | 87.516 | 3232.714 | [6 empty] | 0 | 0 | 0 | 0 | 0 | 0 | 0 | 0 | 0 | 0 | 0 | 0 | 0 | [6 empty] | 0 | 0 | 0 | [12 empty] | 3320.23 | -3320.23 | -3320.23 | -3320.23 | -3320.23 | -3320.23 | -3320.23 | -3320.23 | -3320.23 | -3320.23 | #DIV/0! | #DIV/0! | #DIV/0! | #DIV/0! | #DIV/0! | #DIV/0! | #DIV/0! | #DIV/0! | #DIV/0! | [9 empty] | 0 | 3320.23 | -3320.23 | -3320.23 | -3320.23 | -3320.23 | -3320.23 | -3320.23 | -3320.23 | -3320.23 | -3320.23 | #DIV/0! | #DIV/0! | #DIV/0! | #DIV/0! | #DIV/0! | #DIV/0! | #DIV/0! | #DIV/0! | #DIV/0! | 3320.23 | #DIV/0! | 3320.23 | #DIV/0! | 0 | 0 | #DIV/0! | 32.86% | 0
0% | 0% | 0% | 2052 | 4 | 720 | 0 |  | 0 | 0 |  | 0 |  |  |  | 0 | 0 | 0 | 0 | 0 | 0 | 0 | 0 | 0 | 0 |  | 0 | 0 | 0 | 0 | 0 | 0 | 0 | 0 | 0 | 0 | 0 | [8 empty] | 0 | 96.057 | 3017.966 | [6 empty] | 0 | 0 | 0 | 0 | 0 | 0 | 0 | 0 | 0 | 0 | 0 | 0 | 0 | [6 empty] | 0 | 0 | 0 | [12 empty] | 3114.023 | -3114.023 | -3114.023 | -3114.023 | -3114.023 | -3114.023 | -3114.023 | -3114.023 | -3114.023 | -3114.023 | #DIV/0! | #DIV/0! | #DIV/0! | #DIV/0! | #DIV/0! | #DIV/0! | #DIV/0! | #DIV/0! | #DIV/0! | [9 empty] | 0 | 3114.023 | -3114.023 | -3114.023 | -3114.023 | -3114.023 | -3114.023 | -3114.023 | -3114.023 | -3114.023 | -3114.023 | #DIV/0! | #DIV/0! | #DIV/0! | #DIV/0! | #DIV/0! | #DIV/0! | #DIV/0! | #DIV/0! | #DIV/0! | 3114.023 | #DIV/0! | 3114.023 | #DIV/0! | 0 | 0 | #DIV/0! | 35.35% | 0
0% | 0% | 0% | 2052 | 5 | 744 | 0 |  | 0 | 0 |  | 0 |  |  |  | 0 | 0 | 0 | 0 | 0 | 0 | 0 | 0 | 0 | 0 |  | 0 | 0 | 0 | 0 | 0 | 0 | 0 | 0 | 0 | 0 | 0 | [8 empty] | 0 | 109.161 | 3327.41 | [6 empty] | 0 | 0 | 0 | 0 | 0 | 0 | 0 | 0 | 0 | 0 | 0 | 0 | 0 | [6 empty] | 0 | 0 | 0 | [12 empty] | 3436.571 | -3436.571 | -3436.571 | -3436.571 | -3436.571 | -3436.571 | -3436.571 | -3436.571 | -3436.571 | -3436.571 | #DIV/0! | #DIV/0! | #DIV/0! | #DIV/0! | #DIV/0! | #DIV/0! | #DIV/0! | #DIV/0! | #DIV/0! | [9 empty] | 0 | 3436.571 | -3436.571 | -3436.571 | -3436.571 | -3436.571 | -3436.571 | -3436.571 | -3436.571 | -3436.571 | -3436.571 | #DIV/0! | #DIV/0! | #DIV/0! | #DIV/0! | #DIV/0! | #DIV/0! | #DIV/0! | #DIV/0! | #DIV/0! | 3436.571 | #DIV/0! | 3436.571 | #DIV/0! | 0 | 0 | #DIV/0! | 28.87% | 0
0% | 0% | 0% | 2052 | 6 | 720 | 0 |  | 0 | 0 |  | 0 |  |  |  | 0 | 0 | 0 | 0 | 0 | 0 | 0 | 0 | 0 | 0 |  | 0 | 0 | 0 | 0 | 0 | 0 | 0 | 0 | 0 | 0 | 0 | [8 empty] | 0 | 128.934 | 3110.284 | [6 empty] | 0 | 0 | 0 | 0 | 0 | 0 | 0 | 0 | 0 | 0 | 0 | 0 | 0 | [6 empty] | 0 | 0 | 0 | [12 empty] | 3239.218 | -3239.218 | -3239.218 | -3239.218 | -3239.218 | -3239.218 | -3239.218 | -3239.218 | -3239.218 | -3239.218 | #DIV/0! | #DIV/0! | #DIV/0! | #DIV/0! | #DIV/0! | #DIV/0! | #DIV/0! | #DIV/0! | #DIV/0! | [9 empty] | 0 | 3239.218 | -3239.218 | -3239.218 | -3239.218 | -3239.218 | -3239.218 | -3239.218 | -3239.218 | -3239.218 | -3239.218 | #DIV/0! | #DIV/0! | #DIV/0! | #DIV/0! | #DIV/0! | #DIV/0! | #DIV/0! | #DIV/0! | #DIV/0! | 3239.218 | #DIV/0! | 3239.218 | #DIV/0! | 0 | 0 | #DIV/0! | 24.03% | 0
0% | 0% | 0% | 2052 | 7 | 744 | 0 |  | 0 | 0 |  | 0 |  |  |  | 0 | 0 | 0 | 0 | 0 | 0 | 0 | 0 | 0 | 0 |  | 0 | 0 | 0 | 0 | 0 | 0 | 0 | 0 | 0 | 0 | 0 | [8 empty] | 0 | 118.521 | 3084.53 | [6 empty] | 0 | 0 | 0 | 0 | 0 | 0 | 0 | 0 | 0 | 0 | 0 | 0 | 0 | [6 empty] | 0 | 0 | 0 | [12 empty] | 3203.051 | -3203.051 | -3203.051 | -3203.051 | -3203.051 | -3203.051 | -3203.051 | -3203.051 | -3203.051 | -3203.051 | #DIV/0! | #DIV/0! | #DIV/0! | #DIV/0! | #DIV/0! | #DIV/0! | #DIV/0! | #DIV/0! | #DIV/0! | [9 empty] | 0 | 3203.051 | -3203.051 | -3203.051 | -3203.051 | -3203.051 | -3203.051 | -3203.051 | -3203.051 | -3203.051 | -3203.051 | #DIV/0! | #DIV/0! | #DIV/0! | #DIV/0! | #DIV/0! | #DIV/0! | #DIV/0! | #DIV/0! | #DIV/0! | 3203.051 | #DIV/0! | 3203.051 | #DIV/0! | 0 | 0 | #DIV/0! | 25.2% | 0
0% | 0% | 0% | 2052 | 8 | 744 | 0 |  | 0 | 0 |  | 0 |  |  |  | 0 | 0 | 0 | 0 | 0 | 0 | 0 | 0 | 0 | 0 |  | 0 | 0 | 0 | 0 | 0 | 0 | 0 | 0 | 0 | 0 | 0 | [8 empty] | 0 | 107.64 | 3021.928 | [6 empty] | 0 | 0 | 0 | 0 | 0 | 0 | 0 | 0 | 0 | 0 | 0 | 0 | 0 | [6 empty] | 0 | 0 | 0 | [12 empty] | 3129.568 | -3129.568 | -3129.568 | -3129.568 | -3129.568 | -3129.568 | -3129.568 | -3129.568 | -3129.568 | -3129.568 | #DIV/0! | #DIV/0! | #DIV/0! | #DIV/0! | #DIV/0! | #DIV/0! | #DIV/0! | #DIV/0! | #DIV/0! | [9 empty] | 0 | 3129.568 | -3129.568 | -3129.568 | -3129.568 | -3129.568 | -3129.568 | -3129.568 | -3129.568 | -3129.568 | -3129.568 | #DIV/0! | #DIV/0! | #DIV/0! | #DIV/0! | #DIV/0! | #DIV/0! | #DIV/0! | #DIV/0! | #DIV/0! | 3129.568 | #DIV/0! | 3129.568 | #DIV/0! | 0 | 0 | #DIV/0! | 28.52% | 0
0% | 0% | 0% | 2052 | 9 | 720 | 0 |  | 0 | 0 |  | 0 |  |  |  | 0 | 0 | 0 | 0 | 0 | 0 | 0 | 0 | 0 | 0 |  | 0 | 0 | 0 | 0 | 0 | 0 | 0 | 0 | 0 | 0 | 0 | [8 empty] | 0 | 102.375 | 2969.628 | [6 empty] | 0 | 0 | 0 | 0 | 0 | 0 | 0 | 0 | 0 | 0 | 0 | 0 | 0 | [6 empty] | 0 | 0 | 0 | [12 empty] | 3072.003 | -3072.003 | -3072.003 | -3072.003 | -3072.003 | -3072.003 | -3072.003 | -3072.003 | -3072.003 | -3072.003 | #DIV/0! | #DIV/0! | #DIV/0! | #DIV/0! | #DIV/0! | #DIV/0! | #DIV/0! | #DIV/0! | #DIV/0! | [9 empty] | 0 | 3072.003 | -3072.003 | -3072.003 | -3072.003 | -3072.003 | -3072.003 | -3072.003 | -3072.003 | -3072.003 | -3072.003 | #DIV/0! | #DIV/0! | #DIV/0! | #DIV/0! | #DIV/0! | #DIV/0! | #DIV/0! | #DIV/0! | #DIV/0! | 3072.003 | #DIV/0! | 3072.003 | #DIV/0! | 0 | 0 | #DIV/0! | 31.86% | 0
0% | 0% | 0% | 2052 | 10 | 744 | 0 |  | 0 | 0 |  | 0 |  |  |  | 0 | 0 | 0 | 0 | 0 | 0 | 0 | 0 | 0 | 0 |  | 0 | 0 | 0 | 0 | 0 | 0 | 0 | 0 | 0 | 0 | 0 | [8 empty] | 0 | 118.17 | 3225.186 | [6 empty] | 0 | 0 | 0 | 0 | 0 | 0 | 0 | 0 | 0 | 0 | 0 | 0 | 0 | [6 empty] | 0 | 0 | 0 | [12 empty] | 3343.356 | -3343.356 | -3343.356 | -3343.356 | -3343.356 | -3343.356 | -3343.356 | -3343.356 | -3343.356 | -3343.356 | #DIV/0! | #DIV/0! | #DIV/0! | #DIV/0! | #DIV/0! | #DIV/0! | #DIV/0! | #DIV/0! | #DIV/0! | [9 empty] | 0 | 3343.356 | -3343.356 | -3343.356 | -3343.356 | -3343.356 | -3343.356 | -3343.356 | -3343.356 | -3343.356 | -3343.356 | #DIV/0! | #DIV/0! | #DIV/0! | #DIV/0! | #DIV/0! | #DIV/0! | #DIV/0! | #DIV/0! | #DIV/0! | 3343.356 | #DIV/0! | 3343.356 | #DIV/0! | 0 | 0 | #DIV/0! | 35.74% | 0
0% | 0% | 0% | 2052 | 11 | 721 | 0 |  | 0 | 0 |  | 0 |  |  |  | 0 | 0 | 0 | 0 | 0 | 0 | 0 | 0 | 0 | 0 |  | 0 | 0 | 0 | 0 | 0 | 0 | 0 | 0 | 0 | 0 | 0 | [8 empty] | 0 | 104.364 | 3268.374 | [6 empty] | 0 | 0 | 0 | 0 | 0 | 0 | 0 | 0 | 0 | 0 | 0 | 0 | 0 | [6 empty] | 0 | 0 | 0 | [12 empty] | 3372.738 | -3372.738 | -3372.738 | -3372.738 | -3372.738 | -3372.738 | -3372.738 | -3372.738 | -3372.738 | -3372.738 | #DIV/0! | #DIV/0! | #DIV/0! | #DIV/0! | #DIV/0! | #DIV/0! | #DIV/0! | #DIV/0! | #DIV/0! | [9 empty] | 0 | 3372.738 | -3372.738 | -3372.738 | -3372.738 | -3372.738 | -3372.738 | -3372.738 | -3372.738 | -3372.738 | -3372.738 | #DIV/0! | #DIV/0! | #DIV/0! | #DIV/0! | #DIV/0! | #DIV/0! | #DIV/0! | #DIV/0! | #DIV/0! | 3372.738 | #DIV/0! | 3372.738 | #DIV/0! | 0 | 0 | #DIV/0! | 40.51% | 0
0% | 0% | 0% | 2052 | 12 | 744 | 0 |  | 0 | 0 |  | 0 |  |  |  | 0 | 0 | 0 | 0 | 0 | 0 | 0 | 0 | 0 | 0 |  | 0 | 0 | 0 | 0 | 0 | 0 | 0 | 0 | 0 | 0 | 0 | [8 empty] | 0 | 105.066 | 3218.847 | [6 empty] | 0 | 0 | 0 | 0 | 0 | 0 | 0 | 0 | 0 | 0 | 0 | 0 | 0 | [6 empty] | 0 | 0 | 0 | [12 empty] | 3323.913 | -3323.913 | -3323.913 | -3323.913 | -3323.913 | -3323.913 | -3323.913 | -3323.913 | -3323.913 | -3323.913 | #DIV/0! | #DIV/0! | #DIV/0! | #DIV/0! | #DIV/0! | #DIV/0! | #DIV/0! | #DIV/0! | #DIV/0! | [9 empty] | 0 | 3323.913 | -3323.913 | -3323.913 | -3323.913 | -3323.913 | -3323.913 | -3323.913 | -3323.913 | -3323.913 | -3323.913 | #DIV/0! | #DIV/0! | #DIV/0! | #DIV/0! | #DIV/0! | #DIV/0! | #DIV/0! | #DIV/0! | #DIV/0! | 3323.913 | #DIV/0! | 3323.913 | #DIV/0! | 0 | 0 | #DIV/0! | 32.95% | 0
0% | 0% | 0% | 2053 | 1 | 744 | 0 |  | 0 | 0 |  | 0 |  |  |  | 0 | 0 | 0 | 0 | 0 | 0 | 0 | 0 | 0 | 0 |  | 0 | 0 | 0 | 0 | 0 | 0 | 0 | 0 | 0 | 0 | 0 | [8 empty] | 0 | 98.514 | 3278.675 | [6 empty] | 0 | 0 | 0 | 0 | 0 | 0 | 0 | 0 | 0 | 0 | 0 | 0 | 0 | [6 empty] | 0 | 0 | 0 | [12 empty] | 3377.189 | -3377.189 | -3377.189 | -3377.189 | -3377.189 | -3377.189 | -3377.189 | -3377.189 | -3377.189 | -3377.189 | #DIV/0! | #DIV/0! | #DIV/0! | #DIV/0! | #DIV/0! | #DIV/0! | #DIV/0! | #DIV/0! | #DIV/0! | [9 empty] | 0 | 3377.189 | -3377.189 | -3377.189 | -3377.189 | -3377.189 | -3377.189 | -3377.189 | -3377.189 | -3377.189 | -3377.189 | #DIV/0! | #DIV/0! | #DIV/0! | #DIV/0! | #DIV/0! | #DIV/0! | #DIV/0! | #DIV/0! | #DIV/0! | 3377.189 | #DIV/0! | 3377.189 | #DIV/0! | 0 | 0 | #DIV/0! | 32.53% | 0
0% | 0% | 0% | 2053 | 2 | 672 | 0 |  | 0 | 0 |  | 0 |  |  |  | 0 | 0 | 0 | 0 | 0 | 0 | 0 | 0 | 0 | 0 |  | 0 | 0 | 0 | 0 | 0 | 0 | 0 | 0 | 0 | 0 | 0 | [8 empty] | 0 | 92.898 | 3057.587 | [6 empty] | 0 | 0 | 0 | 0 | 0 | 0 | 0 | 0 | 0 | 0 | 0 | 0 | 0 | [6 empty] | 0 | 0 | 0 | [12 empty] | 3150.485 | -3150.485 | -3150.485 | -3150.485 | -3150.485 | -3150.485 | -3150.485 | -3150.485 | -3150.485 | -3150.485 | #DIV/0! | #DIV/0! | #DIV/0! | #DIV/0! | #DIV/0! | #DIV/0! | #DIV/0! | #DIV/0! | #DIV/0! | [9 empty] | 0 | 3150.485 | -3150.485 | -3150.485 | -3150.485 | -3150.485 | -3150.485 | -3150.485 | -3150.485 | -3150.485 | -3150.485 | #DIV/0! | #DIV/0! | #DIV/0! | #DIV/0! | #DIV/0! | #DIV/0! | #DIV/0! | #DIV/0! | #DIV/0! | 3150.485 | #DIV/0! | 3150.485 | #DIV/0! | 0 | 0 | #DIV/0! | 31.26% | 0
0% | 0% | 0% | 2053 | 3 | 743 | 0 |  | 0 | 0 |  | 0 |  |  |  | 0 | 0 | 0 | 0 | 0 | 0 | 0 | 0 | 0 | 0 |  | 0 | 0 | 0 | 0 | 0 | 0 | 0 | 0 | 0 | 0 | 0 | [8 empty] | 0 | 87.516 | 3232.714 | [6 empty] | 0 | 0 | 0 | 0 | 0 | 0 | 0 | 0 | 0 | 0 | 0 | 0 | 0 | [6 empty] | 0 | 0 | 0 | [12 empty] | 3320.23 | -3320.23 | -3320.23 | -3320.23 | -3320.23 | -3320.23 | -3320.23 | -3320.23 | -3320.23 | -3320.23 | #DIV/0! | #DIV/0! | #DIV/0! | #DIV/0! | #DIV/0! | #DIV/0! | #DIV/0! | #DIV/0! | #DIV/0! | [9 empty] | 0 | 3320.23 | -3320.23 | -3320.23 | -3320.23 | -3320.23 | -3320.23 | -3320.23 | -3320.23 | -3320.23 | -3320.23 | #DIV/0! | #DIV/0! | #DIV/0! | #DIV/0! | #DIV/0! | #DIV/0! | #DIV/0! | #DIV/0! | #DIV/0! | 3320.23 | #DIV/0! | 3320.23 | #DIV/0! | 0 | 0 | #DIV/0! | 32.86% | 0
0% | 0% | 0% | 2053 | 4 | 720 | 0 |  | 0 | 0 |  | 0 |  |  |  | 0 | 0 | 0 | 0 | 0 | 0 | 0 | 0 | 0 | 0 |  | 0 | 0 | 0 | 0 | 0 | 0 | 0 | 0 | 0 | 0 | 0 | [8 empty] | 0 | 96.057 | 3017.966 | [6 empty] | 0 | 0 | 0 | 0 | 0 | 0 | 0 | 0 | 0 | 0 | 0 | 0 | 0 | [6 empty] | 0 | 0 | 0 | [12 empty] | 3114.023 | -3114.023 | -3114.023 | -3114.023 | -3114.023 | -3114.023 | -3114.023 | -3114.023 | -3114.023 | -3114.023 | #DIV/0! | #DIV/0! | #DIV/0! | #DIV/0! | #DIV/0! | #DIV/0! | #DIV/0! | #DIV/0! | #DIV/0! | [9 empty] | 0 | 3114.023 | -3114.023 | -3114.023 | -3114.023 | -3114.023 | -3114.023 | -3114.023 | -3114.023 | -3114.023 | -3114.023 | #DIV/0! | #DIV/0! | #DIV/0! | #DIV/0! | #DIV/0! | #DIV/0! | #DIV/0! | #DIV/0! | #DIV/0! | 3114.023 | #DIV/0! | 3114.023 | #DIV/0! | 0 | 0 | #DIV/0! | 35.35% | 0
0% | 0% | 0% | 2053 | 5 | 744 | 0 |  | 0 | 0 |  | 0 |  |  |  | 0 | 0 | 0 | 0 | 0 | 0 | 0 | 0 | 0 | 0 |  | 0 | 0 | 0 | 0 | 0 | 0 | 0 | 0 | 0 | 0 | 0 | [8 empty] | 0 | 109.161 | 3327.41 | [6 empty] | 0 | 0 | 0 | 0 | 0 | 0 | 0 | 0 | 0 | 0 | 0 | 0 | 0 | [6 empty] | 0 | 0 | 0 | [12 empty] | 3436.571 | -3436.571 | -3436.571 | -3436.571 | -3436.571 | -3436.571 | -3436.571 | -3436.571 | -3436.571 | -3436.571 | #DIV/0! | #DIV/0! | #DIV/0! | #DIV/0! | #DIV/0! | #DIV/0! | #DIV/0! | #DIV/0! | #DIV/0! | [9 empty] | 0 | 3436.571 | -3436.571 | -3436.571 | -3436.571 | -3436.571 | -3436.571 | -3436.571 | -3436.571 | -3436.571 | -3436.571 | #DIV/0! | #DIV/0! | #DIV/0! | #DIV/0! | #DIV/0! | #DIV/0! | #DIV/0! | #DIV/0! | #DIV/0! | 3436.571 | #DIV/0! | 3436.571 | #DIV/0! | 0 | 0 | #DIV/0! | 28.87% | 0
0% | 0% | 0% | 2053 | 6 | 720 | 0 |  | 0 | 0 |  | 0 |  |  |  | 0 | 0 | 0 | 0 | 0 | 0 | 0 | 0 | 0 | 0 |  | 0 | 0 | 0 | 0 | 0 | 0 | 0 | 0 | 0 | 0 | 0 | [8 empty] | 0 | 128.934 | 3110.284 | [6 empty] | 0 | 0 | 0 | 0 | 0 | 0 | 0 | 0 | 0 | 0 | 0 | 0 | 0 | [6 empty] | 0 | 0 | 0 | [12 empty] | 3239.218 | -3239.218 | -3239.218 | -3239.218 | -3239.218 | -3239.218 | -3239.218 | -3239.218 | -3239.218 | -3239.218 | #DIV/0! | #DIV/0! | #DIV/0! | #DIV/0! | #DIV/0! | #DIV/0! | #DIV/0! | #DIV/0! | #DIV/0! | [9 empty] | 0 | 3239.218 | -3239.218 | -3239.218 | -3239.218 | -3239.218 | -3239.218 | -3239.218 | -3239.218 | -3239.218 | -3239.218 | #DIV/0! | #DIV/0! | #DIV/0! | #DIV/0! | #DIV/0! | #DIV/0! | #DIV/0! | #DIV/0! | #DIV/0! | 3239.218 | #DIV/0! | 3239.218 | #DIV/0! | 0 | 0 | #DIV/0! | 24.03% | 0
0% | 0% | 0% | 2053 | 7 | 744 | 0 |  | 0 | 0 |  | 0 |  |  |  | 0 | 0 | 0 | 0 | 0 | 0 | 0 | 0 | 0 | 0 |  | 0 | 0 | 0 | 0 | 0 | 0 | 0 | 0 | 0 | 0 | 0 | [8 empty] | 0 | 118.521 | 3084.53 | [6 empty] | 0 | 0 | 0 | 0 | 0 | 0 | 0 | 0 | 0 | 0 | 0 | 0 | 0 | [6 empty] | 0 | 0 | 0 | [12 empty] | 3203.051 | -3203.051 | -3203.051 | -3203.051 | -3203.051 | -3203.051 | -3203.051 | -3203.051 | -3203.051 | -3203.051 | #DIV/0! | #DIV/0! | #DIV/0! | #DIV/0! | #DIV/0! | #DIV/0! | #DIV/0! | #DIV/0! | #DIV/0! | [9 empty] | 0 | 3203.051 | -3203.051 | -3203.051 | -3203.051 | -3203.051 | -3203.051 | -3203.051 | -3203.051 | -3203.051 | -3203.051 | #DIV/0! | #DIV/0! | #DIV/0! | #DIV/0! | #DIV/0! | #DIV/0! | #DIV/0! | #DIV/0! | #DIV/0! | 3203.051 | #DIV/0! | 3203.051 | #DIV/0! | 0 | 0 | #DIV/0! | 25.2% | 0
0% | 0% | 0% | 2053 | 8 | 744 | 0 |  | 0 | 0 |  | 0 |  |  |  | 0 | 0 | 0 | 0 | 0 | 0 | 0 | 0 | 0 | 0 |  | 0 | 0 | 0 | 0 | 0 | 0 | 0 | 0 | 0 | 0 | 0 | [8 empty] | 0 | 107.64 | 3021.928 | [6 empty] | 0 | 0 | 0 | 0 | 0 | 0 | 0 | 0 | 0 | 0 | 0 | 0 | 0 | [6 empty] | 0 | 0 | 0 | [12 empty] | 3129.568 | -3129.568 | -3129.568 | -3129.568 | -3129.568 | -3129.568 | -3129.568 | -3129.568 | -3129.568 | -3129.568 | #DIV/0! | #DIV/0! | #DIV/0! | #DIV/0! | #DIV/0! | #DIV/0! | #DIV/0! | #DIV/0! | #DIV/0! | [9 empty] | 0 | 3129.568 | -3129.568 | -3129.568 | -3129.568 | -3129.568 | -3129.568 | -3129.568 | -3129.568 | -3129.568 | -3129.568 | #DIV/0! | #DIV/0! | #DIV/0! | #DIV/0! | #DIV/0! | #DIV/0! | #DIV/0! | #DIV/0! | #DIV/0! | 3129.568 | #DIV/0! | 3129.568 | #DIV/0! | 0 | 0 | #DIV/0! | 28.52% | 0
0% | 0% | 0% | 2053 | 9 | 720 | 0 |  | 0 | 0 |  | 0 |  |  |  | 0 | 0 | 0 | 0 | 0 | 0 | 0 | 0 | 0 | 0 |  | 0 | 0 | 0 | 0 | 0 | 0 | 0 | 0 | 0 | 0 | 0 | [8 empty] | 0 | 102.375 | 2969.628 | [6 empty] | 0 | 0 | 0 | 0 | 0 | 0 | 0 | 0 | 0 | 0 | 0 | 0 | 0 | [6 empty] | 0 | 0 | 0 | [12 empty] | 3072.003 | -3072.003 | -3072.003 | -3072.003 | -3072.003 | -3072.003 | -3072.003 | -3072.003 | -3072.003 | -3072.003 | #DIV/0! | #DIV/0! | #DIV/0! | #DIV/0! | #DIV/0! | #DIV/0! | #DIV/0! | #DIV/0! | #DIV/0! | [9 empty] | 0 | 3072.003 | -3072.003 | -3072.003 | -3072.003 | -3072.003 | -3072.003 | -3072.003 | -3072.003 | -3072.003 | -3072.003 | #DIV/0! | #DIV/0! | #DIV/0! | #DIV/0! | #DIV/0! | #DIV/0! | #DIV/0! | #DIV/0! | #DIV/0! | 3072.003 | #DIV/0! | 3072.003 | #DIV/0! | 0 | 0 | #DIV/0! | 31.86% | 0
0% | 0% | 0% | 2053 | 10 | 744 | 0 |  | 0 | 0 |  | 0 |  |  |  | 0 | 0 | 0 | 0 | 0 | 0 | 0 | 0 | 0 | 0 |  | 0 | 0 | 0 | 0 | 0 | 0 | 0 | 0 | 0 | 0 | 0 | [8 empty] | 0 | 118.17 | 3225.186 | [6 empty] | 0 | 0 | 0 | 0 | 0 | 0 | 0 | 0 | 0 | 0 | 0 | 0 | 0 | [6 empty] | 0 | 0 | 0 | [12 empty] | 3343.356 | -3343.356 | -3343.356 | -3343.356 | -3343.356 | -3343.356 | -3343.356 | -3343.356 | -3343.356 | -3343.356 | #DIV/0! | #DIV/0! | #DIV/0! | #DIV/0! | #DIV/0! | #DIV/0! | #DIV/0! | #DIV/0! | #DIV/0! | [9 empty] | 0 | 3343.356 | -3343.356 | -3343.356 | -3343.356 | -3343.356 | -3343.356 | -3343.356 | -3343.356 | -3343.356 | -3343.356 | #DIV/0! | #DIV/0! | #DIV/0! | #DIV/0! | #DIV/0! | #DIV/0! | #DIV/0! | #DIV/0! | #DIV/0! | 3343.356 | #DIV/0! | 3343.356 | #DIV/0! | 0 | 0 | #DIV/0! | 35.74% | 0
0% | 0% | 0% | 2053 | 11 | 721 | 0 |  | 0 | 0 |  | 0 |  |  |  | 0 | 0 | 0 | 0 | 0 | 0 | 0 | 0 | 0 | 0 |  | 0 | 0 | 0 | 0 | 0 | 0 | 0 | 0 | 0 | 0 | 0 | [8 empty] | 0 | 104.364 | 3268.374 | [6 empty] | 0 | 0 | 0 | 0 | 0 | 0 | 0 | 0 | 0 | 0 | 0 | 0 | 0 | [6 empty] | 0 | 0 | 0 | [12 empty] | 3372.738 | -3372.738 | -3372.738 | -3372.738 | -3372.738 | -3372.738 | -3372.738 | -3372.738 | -3372.738 | -3372.738 | #DIV/0! | #DIV/0! | #DIV/0! | #DIV/0! | #DIV/0! | #DIV/0! | #DIV/0! | #DIV/0! | #DIV/0! | [9 empty] | 0 | 3372.738 | -3372.738 | -3372.738 | -3372.738 | -3372.738 | -3372.738 | -3372.738 | -3372.738 | -3372.738 | -3372.738 | #DIV/0! | #DIV/0! | #DIV/0! | #DIV/0! | #DIV/0! | #DIV/0! | #DIV/0! | #DIV/0! | #DIV/0! | 3372.738 | #DIV/0! | 3372.738 | #DIV/0! | 0 | 0 | #DIV/0! | 40.51% | 0
0% | 0% | 0% | 2053 | 12 | 744 | 0 |  | 0 | 0 |  | 0 |  |  |  | 0 | 0 | 0 | 0 | 0 | 0 | 0 | 0 | 0 | 0 |  | 0 | 0 | 0 | 0 | 0 | 0 | 0 | 0 | 0 | 0 | 0 | [8 empty] | 0 | 105.066 | 3218.847 | [6 empty] | 0 | 0 | 0 | 0 | 0 | 0 | 0 | 0 | 0 | 0 | 0 | 0 | 0 | [6 empty] | 0 | 0 | 0 | [12 empty] | 3323.913 | -3323.913 | -3323.913 | -3323.913 | -3323.913 | -3323.913 | -3323.913 | -3323.913 | -3323.913 | -3323.913 | #DIV/0! | #DIV/0! | #DIV/0! | #DIV/0! | #DIV/0! | #DIV/0! | #DIV/0! | #DIV/0! | #DIV/0! | [9 empty] | 0 | 3323.913 | -3323.913 | -3323.913 | -3323.913 | -3323.913 | -3323.913 | -3323.913 | -3323.913 | -3323.913 | -3323.913 | #DIV/0! | #DIV/0! | #DIV/0! | #DIV/0! | #DIV/0! | #DIV/0! | #DIV/0! | #DIV/0! | #DIV/0! | 3323.913 | #DIV/0! | 3323.913 | #DIV/0! | 0 | 0 | #DIV/0! | 32.95% | 0
0% | 0% | 0% | 2054 | 1 | 744 | 0 |  | 0 | 0 |  | 0 |  |  |  | 0 | 0 | 0 | 0 | 0 | 0 | 0 | 0 | 0 | 0 |  | 0 | 0 | 0 | 0 | 0 | 0 | 0 | 0 | 0 | 0 | 0 | [8 empty] | 0 | 98.514 | 3278.675 | [6 empty] | 0 | 0 | 0 | 0 | 0 | 0 | 0 | 0 | 0 | 0 | 0 | 0 | 0 | [6 empty] | 0 | 0 | 0 | [12 empty] | 3377.189 | -3377.189 | -3377.189 | -3377.189 | -3377.189 | -3377.189 | -3377.189 | -3377.189 | -3377.189 | -3377.189 | #DIV/0! | #DIV/0! | #DIV/0! | #DIV/0! | #DIV/0! | #DIV/0! | #DIV/0! | #DIV/0! | #DIV/0! | [9 empty] | 0 | 3377.189 | -3377.189 | -3377.189 | -3377.189 | -3377.189 | -3377.189 | -3377.189 | -3377.189 | -3377.189 | -3377.189 | #DIV/0! | #DIV/0! | #DIV/0! | #DIV/0! | #DIV/0! | #DIV/0! | #DIV/0! | #DIV/0! | #DIV/0! | 3377.189 | #DIV/0! | 3377.189 | #DIV/0! | 0 | 0 | #DIV/0! | 32.53% | 0
0% | 0% | 0% | 2054 | 2 | 672 | 0 |  | 0 | 0 |  | 0 |  |  |  | 0 | 0 | 0 | 0 | 0 | 0 | 0 | 0 | 0 | 0 |  | 0 | 0 | 0 | 0 | 0 | 0 | 0 | 0 | 0 | 0 | 0 | [8 empty] | 0 | 92.898 | 3057.587 | [6 empty] | 0 | 0 | 0 | 0 | 0 | 0 | 0 | 0 | 0 | 0 | 0 | 0 | 0 | [6 empty] | 0 | 0 | 0 | [12 empty] | 3150.485 | -3150.485 | -3150.485 | -3150.485 | -3150.485 | -3150.485 | -3150.485 | -3150.485 | -3150.485 | -3150.485 | #DIV/0! | #DIV/0! | #DIV/0! | #DIV/0! | #DIV/0! | #DIV/0! | #DIV/0! | #DIV/0! | #DIV/0! | [9 empty] | 0 | 3150.485 | -3150.485 | -3150.485 | -3150.485 | -3150.485 | -3150.485 | -3150.485 | -3150.485 | -3150.485 | -3150.485 | #DIV/0! | #DIV/0! | #DIV/0! | #DIV/0! | #DIV/0! | #DIV/0! | #DIV/0! | #DIV/0! | #DIV/0! | 3150.485 | #DIV/0! | 3150.485 | #DIV/0! | 0 | 0 | #DIV/0! | 31.26% | 0
0% | 0% | 0% | 2054 | 3 | 743 | 0 |  | 0 | 0 |  | 0 |  |  |  | 0 | 0 | 0 | 0 | 0 | 0 | 0 | 0 | 0 | 0 |  | 0 | 0 | 0 | 0 | 0 | 0 | 0 | 0 | 0 | 0 | 0 | [8 empty] | 0 | 87.516 | 3232.714 | [6 empty] | 0 | 0 | 0 | 0 | 0 | 0 | 0 | 0 | 0 | 0 | 0 | 0 | 0 | [6 empty] | 0 | 0 | 0 | [12 empty] | 3320.23 | -3320.23 | -3320.23 | -3320.23 | -3320.23 | -3320.23 | -3320.23 | -3320.23 | -3320.23 | -3320.23 | #DIV/0! | #DIV/0! | #DIV/0! | #DIV/0! | #DIV/0! | #DIV/0! | #DIV/0! | #DIV/0! | #DIV/0! | [9 empty] | 0 | 3320.23 | -3320.23 | -3320.23 | -3320.23 | -3320.23 | -3320.23 | -3320.23 | -3320.23 | -3320.23 | -3320.23 | #DIV/0! | #DIV/0! | #DIV/0! | #DIV/0! | #DIV/0! | #DIV/0! | #DIV/0! | #DIV/0! | #DIV/0! | 3320.23 | #DIV/0! | 3320.23 | #DIV/0! | 0 | 0 | #DIV/0! | 32.86% | 0
0% | 0% | 0% | 2054 | 4 | 720 | 0 |  | 0 | 0 |  | 0 |  |  |  | 0 | 0 | 0 | 0 | 0 | 0 | 0 | 0 | 0 | 0 |  | 0 | 0 | 0 | 0 | 0 | 0 | 0 | 0 | 0 | 0 | 0 | [8 empty] | 0 | 96.057 | 3017.966 | [6 empty] | 0 | 0 | 0 | 0 | 0 | 0 | 0 | 0 | 0 | 0 | 0 | 0 | 0 | [6 empty] | 0 | 0 | 0 | [12 empty] | 3114.023 | -3114.023 | -3114.023 | -3114.023 | -3114.023 | -3114.023 | -3114.023 | -3114.023 | -3114.023 | -3114.023 | #DIV/0! | #DIV/0! | #DIV/0! | #DIV/0! | #DIV/0! | #DIV/0! | #DIV/0! | #DIV/0! | #DIV/0! | [9 empty] | 0 | 3114.023 | -3114.023 | -3114.023 | -3114.023 | -3114.023 | -3114.023 | -3114.023 | -3114.023 | -3114.023 | -3114.023 | #DIV/0! | #DIV/0! | #DIV/0! | #DIV/0! | #DIV/0! | #DIV/0! | #DIV/0! | #DIV/0! | #DIV/0! | 3114.023 | #DIV/0! | 3114.023 | #DIV/0! | 0 | 0 | #DIV/0! | 35.35% | 0
0% | 0% | 0% | 2054 | 5 | 744 | 0 |  | 0 | 0 |  | 0 |  |  |  | 0 | 0 | 0 | 0 | 0 | 0 | 0 | 0 | 0 | 0 |  | 0 | 0 | 0 | 0 | 0 | 0 | 0 | 0 | 0 | 0 | 0 | [8 empty] | 0 | 109.161 | 3327.41 | [6 empty] | 0 | 0 | 0 | 0 | 0 | 0 | 0 | 0 | 0 | 0 | 0 | 0 | 0 | [6 empty] | 0 | 0 | 0 | [12 empty] | 3436.571 | -3436.571 | -3436.571 | -3436.571 | -3436.571 | -3436.571 | -3436.571 | -3436.571 | -3436.571 | -3436.571 | #DIV/0! | #DIV/0! | #DIV/0! | #DIV/0! | #DIV/0! | #DIV/0! | #DIV/0! | #DIV/0! | #DIV/0! | [9 empty] | 0 | 3436.571 | -3436.571 | -3436.571 | -3436.571 | -3436.571 | -3436.571 | -3436.571 | -3436.571 | -3436.571 | -3436.571 | #DIV/0! | #DIV/0! | #DIV/0! | #DIV/0! | #DIV/0! | #DIV/0! | #DIV/0! | #DIV/0! | #DIV/0! | 3436.571 | #DIV/0! | 3436.571 | #DIV/0! | 0 | 0 | #DIV/0! | 28.87% | 0
0% | 0% | 0% | 2054 | 6 | 720 | 0 |  | 0 | 0 |  | 0 |  |  |  | 0 | 0 | 0 | 0 | 0 | 0 | 0 | 0 | 0 | 0 |  | 0 | 0 | 0 | 0 | 0 | 0 | 0 | 0 | 0 | 0 | 0 | [8 empty] | 0 | 128.934 | 3110.284 | [6 empty] | 0 | 0 | 0 | 0 | 0 | 0 | 0 | 0 | 0 | 0 | 0 | 0 | 0 | [6 empty] | 0 | 0 | 0 | [12 empty] | 3239.218 | -3239.218 | -3239.218 | -3239.218 | -3239.218 | -3239.218 | -3239.218 | -3239.218 | -3239.218 | -3239.218 | #DIV/0! | #DIV/0! | #DIV/0! | #DIV/0! | #DIV/0! | #DIV/0! | #DIV/0! | #DIV/0! | #DIV/0! | [9 empty] | 0 | 3239.218 | -3239.218 | -3239.218 | -3239.218 | -3239.218 | -3239.218 | -3239.218 | -3239.218 | -3239.218 | -3239.218 | #DIV/0! | #DIV/0! | #DIV/0! | #DIV/0! | #DIV/0! | #DIV/0! | #DIV/0! | #DIV/0! | #DIV/0! | 3239.218 | #DIV/0! | 3239.218 | #DIV/0! | 0 | 0 | #DIV/0! | 24.03% | 0
0% | 0% | 0% | 2054 | 7 | 744 | 0 |  | 0 | 0 |  | 0 |  |  |  | 0 | 0 | 0 | 0 | 0 | 0 | 0 | 0 | 0 | 0 |  | 0 | 0 | 0 | 0 | 0 | 0 | 0 | 0 | 0 | 0 | 0 | [8 empty] | 0 | 118.521 | 3084.53 | [6 empty] | 0 | 0 | 0 | 0 | 0 | 0 | 0 | 0 | 0 | 0 | 0 | 0 | 0 | [6 empty] | 0 | 0 | 0 | [12 empty] | 3203.051 | -3203.051 | -3203.051 | -3203.051 | -3203.051 | -3203.051 | -3203.051 | -3203.051 | -3203.051 | -3203.051 | #DIV/0! | #DIV/0! | #DIV/0! | #DIV/0! | #DIV/0! | #DIV/0! | #DIV/0! | #DIV/0! | #DIV/0! | [9 empty] | 0 | 3203.051 | -3203.051 | -3203.051 | -3203.051 | -3203.051 | -3203.051 | -3203.051 | -3203.051 | -3203.051 | -3203.051 | #DIV/0! | #DIV/0! | #DIV/0! | #DIV/0! | #DIV/0! | #DIV/0! | #DIV/0! | #DIV/0! | #DIV/0! | 3203.051 | #DIV/0! | 3203.051 | #DIV/0! | 0 | 0 | #DIV/0! | 25.2% | 0
0% | 0% | 0% | 2054 | 8 | 744 | 0 |  | 0 | 0 |  | 0 |  |  |  | 0 | 0 | 0 | 0 | 0 | 0 | 0 | 0 | 0 | 0 |  | 0 | 0 | 0 | 0 | 0 | 0 | 0 | 0 | 0 | 0 | 0 | [8 empty] | 0 | 107.64 | 3021.928 | [6 empty] | 0 | 0 | 0 | 0 | 0 | 0 | 0 | 0 | 0 | 0 | 0 | 0 | 0 | [6 empty] | 0 | 0 | 0 | [12 empty] | 3129.568 | -3129.568 | -3129.568 | -3129.568 | -3129.568 | -3129.568 | -3129.568 | -3129.568 | -3129.568 | -3129.568 | #DIV/0! | #DIV/0! | #DIV/0! | #DIV/0! | #DIV/0! | #DIV/0! | #DIV/0! | #DIV/0! | #DIV/0! | [9 empty] | 0 | 3129.568 | -3129.568 | -3129.568 | -3129.568 | -3129.568 | -3129.568 | -3129.568 | -3129.568 | -3129.568 | -3129.568 | #DIV/0! | #DIV/0! | #DIV/0! | #DIV/0! | #DIV/0! | #DIV/0! | #DIV/0! | #DIV/0! | #DIV/0! | 3129.568 | #DIV/0! | 3129.568 | #DIV/0! | 0 | 0 | #DIV/0! | 28.52% | 0
0% | 0% | 0% | 2054 | 9 | 720 | 0 |  | 0 | 0 |  | 0 |  |  |  | 0 | 0 | 0 | 0 | 0 | 0 | 0 | 0 | 0 | 0 |  | 0 | 0 | 0 | 0 | 0 | 0 | 0 | 0 | 0 | 0 | 0 | [8 empty] | 0 | 102.375 | 2969.628 | [6 empty] | 0 | 0 | 0 | 0 | 0 | 0 | 0 | 0 | 0 | 0 | 0 | 0 | 0 | [6 empty] | 0 | 0 | 0 | [12 empty] | 3072.003 | -3072.003 | -3072.003 | -3072.003 | -3072.003 | -3072.003 | -3072.003 | -3072.003 | -3072.003 | -3072.003 | #DIV/0! | #DIV/0! | #DIV/0! | #DIV/0! | #DIV/0! | #DIV/0! | #DIV/0! | #DIV/0! | #DIV/0! | [9 empty] | 0 | 3072.003 | -3072.003 | -3072.003 | -3072.003 | -3072.003 | -3072.003 | -3072.003 | -3072.003 | -3072.003 | -3072.003 | #DIV/0! | #DIV/0! | #DIV/0! | #DIV/0! | #DIV/0! | #DIV/0! | #DIV/0! | #DIV/0! | #DIV/0! | 3072.003 | #DIV/0! | 3072.003 | #DIV/0! | 0 | 0 | #DIV/0! | 31.86% | 0
0% | 0% | 0% | 2054 | 10 | 744 | 0 |  | 0 | 0 |  | 0 |  |  |  | 0 | 0 | 0 | 0 | 0 | 0 | 0 | 0 | 0 | 0 |  | 0 | 0 | 0 | 0 | 0 | 0 | 0 | 0 | 0 | 0 | 0 | [8 empty] | 0 | 118.17 | 3225.186 | [6 empty] | 0 | 0 | 0 | 0 | 0 | 0 | 0 | 0 | 0 | 0 | 0 | 0 | 0 | [6 empty] | 0 | 0 | 0 | [12 empty] | 3343.356 | -3343.356 | -3343.356 | -3343.356 | -3343.356 | -3343.356 | -3343.356 | -3343.356 | -3343.356 | -3343.356 | #DIV/0! | #DIV/0! | #DIV/0! | #DIV/0! | #DIV/0! | #DIV/0! | #DIV/0! | #DIV/0! | #DIV/0! | [9 empty] | 0 | 3343.356 | -3343.356 | -3343.356 | -3343.356 | -3343.356 | -3343.356 | -3343.356 | -3343.356 | -3343.356 | -3343.356 | #DIV/0! | #DIV/0! | #DIV/0! | #DIV/0! | #DIV/0! | #DIV/0! | #DIV/0! | #DIV/0! | #DIV/0! | 3343.356 | #DIV/0! | 3343.356 | #DIV/0! | 0 | 0 | #DIV/0! | 35.74% | 0
0% | 0% | 0% | 2054 | 11 | 721 | 0 |  | 0 | 0 |  | 0 |  |  |  | 0 | 0 | 0 | 0 | 0 | 0 | 0 | 0 | 0 | 0 |  | 0 | 0 | 0 | 0 | 0 | 0 | 0 | 0 | 0 | 0 | 0 | [8 empty] | 0 | 104.364 | 3268.374 | [6 empty] | 0 | 0 | 0 | 0 | 0 | 0 | 0 | 0 | 0 | 0 | 0 | 0 | 0 | [6 empty] | 0 | 0 | 0 | [12 empty] | 3372.738 | -3372.738 | -3372.738 | -3372.738 | -3372.738 | -3372.738 | -3372.738 | -3372.738 | -3372.738 | -3372.738 | #DIV/0! | #DIV/0! | #DIV/0! | #DIV/0! | #DIV/0! | #DIV/0! | #DIV/0! | #DIV/0! | #DIV/0! | [9 empty] | 0 | 3372.738 | -3372.738 | -3372.738 | -3372.738 | -3372.738 | -3372.738 | -3372.738 | -3372.738 | -3372.738 | -3372.738 | #DIV/0! | #DIV/0! | #DIV/0! | #DIV/0! | #DIV/0! | #DIV/0! | #DIV/0! | #DIV/0! | #DIV/0! | 3372.738 | #DIV/0! | 3372.738 | #DIV/0! | 0 | 0 | #DIV/0! | 40.51% | 0
0% | 0% | 0% | 2054 | 12 | 744 | 0 |  | 0 | 0 |  | 0 |  |  |  | 0 | 0 | 0 | 0 | 0 | 0 | 0 | 0 | 0 | 0 |  | 0 | 0 | 0 | 0 | 0 | 0 | 0 | 0 | 0 | 0 | 0 | [8 empty] | 0 | 105.066 | 3218.847 | [6 empty] | 0 | 0 | 0 | 0 | 0 | 0 | 0 | 0 | 0 | 0 | 0 | 0 | 0 | [6 empty] | 0 | 0 | 0 | [12 empty] | 3323.913 | -3323.913 | -3323.913 | -3323.913 | -3323.913 | -3323.913 | -3323.913 | -3323.913 | -3323.913 | -3323.913 | #DIV/0! | #DIV/0! | #DIV/0! | #DIV/0! | #DIV/0! | #DIV/0! | #DIV/0! | #DIV/0! | #DIV/0! | [9 empty] | 0 | 3323.913 | -3323.913 | -3323.913 | -3323.913 | -3323.913 | -3323.913 | -3323.913 | -3323.913 | -3323.913 | -3323.913 | #DIV/0! | #DIV/0! | #DIV/0! | #DIV/0! | #DIV/0! | #DIV/0! | #DIV/0! | #DIV/0! | #DIV/0! | 3323.913 | #DIV/0! | 3323.913 | #DIV/0! | 0 | 0 | #DIV/0! | 32.95% | 0
0% | 0% | 0% | 2055 | 1 | 744 | 0 |  | 0 | 0 |  | 0 |  |  |  | 0 | 0 | 0 | 0 | 0 | 0 | 0 | 0 | 0 | 0 |  | 0 | 0 | 0 | 0 | 0 | 0 | 0 | 0 | 0 | 0 | 0 | [8 empty] | 0 | 98.514 | 3278.675 | [6 empty] | 0 | 0 | 0 | 0 | 0 | 0 | 0 | 0 | 0 | 0 | 0 | 0 | 0 | [6 empty] | 0 | 0 | 0 | [12 empty] | 3377.189 | -3377.189 | -3377.189 | -3377.189 | -3377.189 | -3377.189 | -3377.189 | -3377.189 | -3377.189 | -3377.189 | #DIV/0! | #DIV/0! | #DIV/0! | #DIV/0! | #DIV/0! | #DIV/0! | #DIV/0! | #DIV/0! | #DIV/0! | [9 empty] | 0 | 3377.189 | -3377.189 | -3377.189 | -3377.189 | -3377.189 | -3377.189 | -3377.189 | -3377.189 | -3377.189 | -3377.189 | #DIV/0! | #DIV/0! | #DIV/0! | #DIV/0! | #DIV/0! | #DIV/0! | #DIV/0! | #DIV/0! | #DIV/0! | 3377.189 | #DIV/0! | 3377.189 | #DIV/0! | 0 | 0 | #DIV/0! | 32.53% | 0
0% | 0% | 0% | 2055 | 2 | 672 | 0 |  | 0 | 0 |  | 0 |  |  |  | 0 | 0 | 0 | 0 | 0 | 0 | 0 | 0 | 0 | 0 |  | 0 | 0 | 0 | 0 | 0 | 0 | 0 | 0 | 0 | 0 | 0 | [8 empty] | 0 | 92.898 | 3057.587 | [6 empty] | 0 | 0 | 0 | 0 | 0 | 0 | 0 | 0 | 0 | 0 | 0 | 0 | 0 | [6 empty] | 0 | 0 | 0 | [12 empty] | 3150.485 | -3150.485 | -3150.485 | -3150.485 | -3150.485 | -3150.485 | -3150.485 | -3150.485 | -3150.485 | -3150.485 | #DIV/0! | #DIV/0! | #DIV/0! | #DIV/0! | #DIV/0! | #DIV/0! | #DIV/0! | #DIV/0! | #DIV/0! | [9 empty] | 0 | 3150.485 | -3150.485 | -3150.485 | -3150.485 | -3150.485 | -3150.485 | -3150.485 | -3150.485 | -3150.485 | -3150.485 | #DIV/0! | #DIV/0! | #DIV/0! | #DIV/0! | #DIV/0! | #DIV/0! | #DIV/0! | #DIV/0! | #DIV/0! | 3150.485 | #DIV/0! | 3150.485 | #DIV/0! | 0 | 0 | #DIV/0! | 31.26% | 0
0% | 0% | 0% | 2055 | 3 | 743 | 0 |  | 0 | 0 |  | 0 |  |  |  | 0 | 0 | 0 | 0 | 0 | 0 | 0 | 0 | 0 | 0 |  | 0 | 0 | 0 | 0 | 0 | 0 | 0 | 0 | 0 | 0 | 0 | [8 empty] | 0 | 87.516 | 3232.714 | [6 empty] | 0 | 0 | 0 | 0 | 0 | 0 | 0 | 0 | 0 | 0 | 0 | 0 | 0 | [6 empty] | 0 | 0 | 0 | [12 empty] | 3320.23 | -3320.23 | -3320.23 | -3320.23 | -3320.23 | -3320.23 | -3320.23 | -3320.23 | -3320.23 | -3320.23 | #DIV/0! | #DIV/0! | #DIV/0! | #DIV/0! | #DIV/0! | #DIV/0! | #DIV/0! | #DIV/0! | #DIV/0! | [9 empty] | 0 | 3320.23 | -3320.23 | -3320.23 | -3320.23 | -3320.23 | -3320.23 | -3320.23 | -3320.23 | -3320.23 | -3320.23 | #DIV/0! | #DIV/0! | #DIV/0! | #DIV/0! | #DIV/0! | #DIV/0! | #DIV/0! | #DIV/0! | #DIV/0! | 3320.23 | #DIV/0! | 3320.23 | #DIV/0! | 0 | 0 | #DIV/0! | 32.86% | 0
0% | 0% | 0% | 2055 | 4 | 720 | 0 |  | 0 | 0 |  | 0 |  |  |  | 0 | 0 | 0 | 0 | 0 | 0 | 0 | 0 | 0 | 0 |  | 0 | 0 | 0 | 0 | 0 | 0 | 0 | 0 | 0 | 0 | 0 | [8 empty] | 0 | 96.057 | 3017.966 | [6 empty] | 0 | 0 | 0 | 0 | 0 | 0 | 0 | 0 | 0 | 0 | 0 | 0 | 0 | [6 empty] | 0 | 0 | 0 | [12 empty] | 3114.023 | -3114.023 | -3114.023 | -3114.023 | -3114.023 | -3114.023 | -3114.023 | -3114.023 | -3114.023 | -3114.023 | #DIV/0! | #DIV/0! | #DIV/0! | #DIV/0! | #DIV/0! | #DIV/0! | #DIV/0! | #DIV/0! | #DIV/0! | [9 empty] | 0 | 3114.023 | -3114.023 | -3114.023 | -3114.023 | -3114.023 | -3114.023 | -3114.023 | -3114.023 | -3114.023 | -3114.023 | #DIV/0! | #DIV/0! | #DIV/0! | #DIV/0! | #DIV/0! | #DIV/0! | #DIV/0! | #DIV/0! | #DIV/0! | 3114.023 | #DIV/0! | 3114.023 | #DIV/0! | 0 | 0 | #DIV/0! | 35.35% | 0
0% | 0% | 0% | 2055 | 5 | 744 | 0 |  | 0 | 0 |  | 0 |  |  |  | 0 | 0 | 0 | 0 | 0 | 0 | 0 | 0 | 0 | 0 |  | 0 | 0 | 0 | 0 | 0 | 0 | 0 | 0 | 0 | 0 | 0 | [8 empty] | 0 | 109.161 | 3327.41 | [6 empty] | 0 | 0 | 0 | 0 | 0 | 0 | 0 | 0 | 0 | 0 | 0 | 0 | 0 | [6 empty] | 0 | 0 | 0 | [12 empty] | 3436.571 | -3436.571 | -3436.571 | -3436.571 | -3436.571 | -3436.571 | -3436.571 | -3436.571 | -3436.571 | -3436.571 | #DIV/0! | #DIV/0! | #DIV/0! | #DIV/0! | #DIV/0! | #DIV/0! | #DIV/0! | #DIV/0! | #DIV/0! | [9 empty] | 0 | 3436.571 | -3436.571 | -3436.571 | -3436.571 | -3436.571 | -3436.571 | -3436.571 | -3436.571 | -3436.571 | -3436.571 | #DIV/0! | #DIV/0! | #DIV/0! | #DIV/0! | #DIV/0! | #DIV/0! | #DIV/0! | #DIV/0! | #DIV/0! | 3436.571 | #DIV/0! | 3436.571 | #DIV/0! | 0 | 0 | #DIV/0! | 28.87% | 0
0% | 0% | 0% | 2055 | 6 | 720 | 0 |  | 0 | 0 |  | 0 |  |  |  | 0 | 0 | 0 | 0 | 0 | 0 | 0 | 0 | 0 | 0 |  | 0 | 0 | 0 | 0 | 0 | 0 | 0 | 0 | 0 | 0 | 0 | [8 empty] | 0 | 128.934 | 3110.284 | [6 empty] | 0 | 0 | 0 | 0 | 0 | 0 | 0 | 0 | 0 | 0 | 0 | 0 | 0 | [6 empty] | 0 | 0 | 0 | [12 empty] | 3239.218 | -3239.218 | -3239.218 | -3239.218 | -3239.218 | -3239.218 | -3239.218 | -3239.218 | -3239.218 | -3239.218 | #DIV/0! | #DIV/0! | #DIV/0! | #DIV/0! | #DIV/0! | #DIV/0! | #DIV/0! | #DIV/0! | #DIV/0! | [9 empty] | 0 | 3239.218 | -3239.218 | -3239.218 | -3239.218 | -3239.218 | -3239.218 | -3239.218 | -3239.218 | -3239.218 | -3239.218 | #DIV/0! | #DIV/0! | #DIV/0! | #DIV/0! | #DIV/0! | #DIV/0! | #DIV/0! | #DIV/0! | #DIV/0! | 3239.218 | #DIV/0! | 3239.218 | #DIV/0! | 0 | 0 | #DIV/0! | 24.03% | 0
0% | 0% | 0% | 2055 | 7 | 744 | 0 |  | 0 | 0 |  | 0 |  |  |  | 0 | 0 | 0 | 0 | 0 | 0 | 0 | 0 | 0 | 0 |  | 0 | 0 | 0 | 0 | 0 | 0 | 0 | 0 | 0 | 0 | 0 | [8 empty] | 0 | 118.521 | 3084.53 | [6 empty] | 0 | 0 | 0 | 0 | 0 | 0 | 0 | 0 | 0 | 0 | 0 | 0 | 0 | [6 empty] | 0 | 0 | 0 | [12 empty] | 3203.051 | -3203.051 | -3203.051 | -3203.051 | -3203.051 | -3203.051 | -3203.051 | -3203.051 | -3203.051 | -3203.051 | #DIV/0! | #DIV/0! | #DIV/0! | #DIV/0! | #DIV/0! | #DIV/0! | #DIV/0! | #DIV/0! | #DIV/0! | [9 empty] | 0 | 3203.051 | -3203.051 | -3203.051 | -3203.051 | -3203.051 | -3203.051 | -3203.051 | -3203.051 | -3203.051 | -3203.051 | #DIV/0! | #DIV/0! | #DIV/0! | #DIV/0! | #DIV/0! | #DIV/0! | #DIV/0! | #DIV/0! | #DIV/0! | 3203.051 | #DIV/0! | 3203.051 | #DIV/0! | 0 | 0 | #DIV/0! | 25.2% | 0
0% | 0% | 0% | 2055 | 8 | 744 | 0 |  | 0 | 0 |  | 0 |  |  |  | 0 | 0 | 0 | 0 | 0 | 0 | 0 | 0 | 0 | 0 |  | 0 | 0 | 0 | 0 | 0 | 0 | 0 | 0 | 0 | 0 | 0 | [8 empty] | 0 | 107.64 | 3021.928 | [6 empty] | 0 | 0 | 0 | 0 | 0 | 0 | 0 | 0 | 0 | 0 | 0 | 0 | 0 | [6 empty] | 0 | 0 | 0 | [12 empty] | 3129.568 | -3129.568 | -3129.568 | -3129.568 | -3129.568 | -3129.568 | -3129.568 | -3129.568 | -3129.568 | -3129.568 | #DIV/0! | #DIV/0! | #DIV/0! | #DIV/0! | #DIV/0! | #DIV/0! | #DIV/0! | #DIV/0! | #DIV/0! | [9 empty] | 0 | 3129.568 | -3129.568 | -3129.568 | -3129.568 | -3129.568 | -3129.568 | -3129.568 | -3129.568 | -3129.568 | -3129.568 | #DIV/0! | #DIV/0! | #DIV/0! | #DIV/0! | #DIV/0! | #DIV/0! | #DIV/0! | #DIV/0! | #DIV/0! | 3129.568 | #DIV/0! | 3129.568 | #DIV/0! | 0 | 0 | #DIV/0! | 28.52% | 0
0% | 0% | 0% | 2055 | 9 | 720 | 0 |  | 0 | 0 |  | 0 |  |  |  | 0 | 0 | 0 | 0 | 0 | 0 | 0 | 0 | 0 | 0 |  | 0 | 0 | 0 | 0 | 0 | 0 | 0 | 0 | 0 | 0 | 0 | [8 empty] | 0 | 102.375 | 2969.628 | [6 empty] | 0 | 0 | 0 | 0 | 0 | 0 | 0 | 0 | 0 | 0 | 0 | 0 | 0 | [6 empty] | 0 | 0 | 0 | [12 empty] | 3072.003 | -3072.003 | -3072.003 | -3072.003 | -3072.003 | -3072.003 | -3072.003 | -3072.003 | -3072.003 | -3072.003 | #DIV/0! | #DIV/0! | #DIV/0! | #DIV/0! | #DIV/0! | #DIV/0! | #DIV/0! | #DIV/0! | #DIV/0! | [9 empty] | 0 | 3072.003 | -3072.003 | -3072.003 | -3072.003 | -3072.003 | -3072.003 | -3072.003 | -3072.003 | -3072.003 | -3072.003 | #DIV/0! | #DIV/0! | #DIV/0! | #DIV/0! | #DIV/0! | #DIV/0! | #DIV/0! | #DIV/0! | #DIV/0! | 3072.003 | #DIV/0! | 3072.003 | #DIV/0! | 0 | 0 | #DIV/0! | 31.86% | 0
0% | 0% | 0% | 2055 | 10 | 744 | 0 |  | 0 | 0 |  | 0 |  |  |  | 0 | 0 | 0 | 0 | 0 | 0 | 0 | 0 | 0 | 0 |  | 0 | 0 | 0 | 0 | 0 | 0 | 0 | 0 | 0 | 0 | 0 | [8 empty] | 0 | 118.17 | 3225.186 | [6 empty] | 0 | 0 | 0 | 0 | 0 | 0 | 0 | 0 | 0 | 0 | 0 | 0 | 0 | [6 empty] | 0 | 0 | 0 | [12 empty] | 3343.356 | -3343.356 | -3343.356 | -3343.356 | -3343.356 | -3343.356 | -3343.356 | -3343.356 | -3343.356 | -3343.356 | #DIV/0! | #DIV/0! | #DIV/0! | #DIV/0! | #DIV/0! | #DIV/0! | #DIV/0! | #DIV/0! | #DIV/0! | [9 empty] | 0 | 3343.356 | -3343.356 | -3343.356 | -3343.356 | -3343.356 | -3343.356 | -3343.356 | -3343.356 | -3343.356 | -3343.356 | #DIV/0! | #DIV/0! | #DIV/0! | #DIV/0! | #DIV/0! | #DIV/0! | #DIV/0! | #DIV/0! | #DIV/0! | 3343.356 | #DIV/0! | 3343.356 | #DIV/0! | 0 | 0 | #DIV/0! | 35.74% | 0
0% | 0% | 0% | 2055 | 11 | 721 | 0 |  | 0 | 0 |  | 0 |  |  |  | 0 | 0 | 0 | 0 | 0 | 0 | 0 | 0 | 0 | 0 |  | 0 | 0 | 0 | 0 | 0 | 0 | 0 | 0 | 0 | 0 | 0 | [8 empty] | 0 | 104.364 | 3268.374 | [6 empty] | 0 | 0 | 0 | 0 | 0 | 0 | 0 | 0 | 0 | 0 | 0 | 0 | 0 | [6 empty] | 0 | 0 | 0 | [12 empty] | 3372.738 | -3372.738 | -3372.738 | -3372.738 | -3372.738 | -3372.738 | -3372.738 | -3372.738 | -3372.738 | -3372.738 | #DIV/0! | #DIV/0! | #DIV/0! | #DIV/0! | #DIV/0! | #DIV/0! | #DIV/0! | #DIV/0! | #DIV/0! | [9 empty] | 0 | 3372.738 | -3372.738 | -3372.738 | -3372.738 | -3372.738 | -3372.738 | -3372.738 | -3372.738 | -3372.738 | -3372.738 | #DIV/0! | #DIV/0! | #DIV/0! | #DIV/0! | #DIV/0! | #DIV/0! | #DIV/0! | #DIV/0! | #DIV/0! | 3372.738 | #DIV/0! | 3372.738 | #DIV/0! | 0 | 0 | #DIV/0! | 40.51% | 0
0% | 0% | 0% | 2055 | 12 | 744 | 0 |  | 0 | 0 |  | 0 |  |  |  | 0 | 0 | 0 | 0 | 0 | 0 | 0 | 0 | 0 | 0 |  | 0 | 0 | 0 | 0 | 0 | 0 | 0 | 0 | 0 | 0 | 0 | [8 empty] | 0 | 105.066 | 3218.847 | [6 empty] | 0 | 0 | 0 | 0 | 0 | 0 | 0 | 0 | 0 | 0 | 0 | 0 | 0 | [6 empty] | 0 | 0 | 0 | [12 empty] | 3323.913 | -3323.913 | -3323.913 | -3323.913 | -3323.913 | -3323.913 | -3323.913 | -3323.913 | -3323.913 | -3323.913 | #DIV/0! | #DIV/0! | #DIV/0! | #DIV/0! | #DIV/0! | #DIV/0! | #DIV/0! | #DIV/0! | #DIV/0! | [9 empty] | 0 | 3323.913 | -3323.913 | -3323.913 | -3323.913 | -3323.913 | -3323.913 | -3323.913 | -3323.913 | -3323.913 | -3323.913 | #DIV/0! | #DIV/0! | #DIV/0! | #DIV/0! | #DIV/0! | #DIV/0! | #DIV/0! | #DIV/0! | #DIV/0! | 3323.913 | #DIV/0! | 3323.913 | #DIV/0! | 0 | 0 | #DIV/0! | 32.95% | 0
0% | 0% | 0% | 2056 | 1 | 744 | 0 |  | 0 | 0 |  | 0 |  |  |  | 0 | 0 | 0 | 0 | 0 | 0 | 0 | 0 | 0 | 0 |  | 0 | 0 | 0 | 0 | 0 | 0 | 0 | 0 | 0 | 0 | 0 | [8 empty] | 0 | 98.514 | 3278.675 | [6 empty] | 0 | 0 | 0 | 0 | 0 | 0 | 0 | 0 | 0 | 0 | 0 | 0 | 0 | [6 empty] | 0 | 0 | 0 | [12 empty] | 3377.189 | -3377.189 | -3377.189 | -3377.189 | -3377.189 | -3377.189 | -3377.189 | -3377.189 | -3377.189 | -3377.189 | #DIV/0! | #DIV/0! | #DIV/0! | #DIV/0! | #DIV/0! | #DIV/0! | #DIV/0! | #DIV/0! | #DIV/0! | [9 empty] | 0 | 3377.189 | -3377.189 | -3377.189 | -3377.189 | -3377.189 | -3377.189 | -3377.189 | -3377.189 | -3377.189 | -3377.189 | #DIV/0! | #DIV/0! | #DIV/0! | #DIV/0! | #DIV/0! | #DIV/0! | #DIV/0! | #DIV/0! | #DIV/0! | 3377.189 | #DIV/0! | 3377.189 | #DIV/0! | 0 | 0 | #DIV/0! | 32.53% | 0
0% | 0% | 0% | 2056 | 2 | 696 | 0 |  | 0 | 0 |  | 0 |  |  |  | 0 | 0 | 0 | 0 | 0 | 0 | 0 | 0 | 0 | 0 |  | 0 | 0 | 0 | 0 | 0 | 0 | 0 | 0 | 0 | 0 | 0 | [8 empty] | 0 | 92.898 | 3057.587 | [6 empty] | 0 | 0 | 0 | 0 | 0 | 0 | 0 | 0 | 0 | 0 | 0 | 0 | 0 | [6 empty] | 0 | 0 | 0 | [12 empty] | 3150.485 | -3150.485 | -3150.485 | -3150.485 | -3150.485 | -3150.485 | -3150.485 | -3150.485 | -3150.485 | -3150.485 | #DIV/0! | #DIV/0! | #DIV/0! | #DIV/0! | #DIV/0! | #DIV/0! | #DIV/0! | #DIV/0! | #DIV/0! | [9 empty] | 0 | 3150.485 | -3150.485 | -3150.485 | -3150.485 | -3150.485 | -3150.485 | -3150.485 | -3150.485 | -3150.485 | -3150.485 | #DIV/0! | #DIV/0! | #DIV/0! | #DIV/0! | #DIV/0! | #DIV/0! | #DIV/0! | #DIV/0! | #DIV/0! | 3150.485 | #DIV/0! | 3150.485 | #DIV/0! | 0 | 0 | #DIV/0! | 31.26% | 0
0% | 0% | 0% | 2056 | 3 | 743 | 0 |  | 0 | 0 |  | 0 |  |  |  | 0 | 0 | 0 | 0 | 0 | 0 | 0 | 0 | 0 | 0 |  | 0 | 0 | 0 | 0 | 0 | 0 | 0 | 0 | 0 | 0 | 0 | [8 empty] | 0 | 87.516 | 3232.714 | [6 empty] | 0 | 0 | 0 | 0 | 0 | 0 | 0 | 0 | 0 | 0 | 0 | 0 | 0 | [6 empty] | 0 | 0 | 0 | [12 empty] | 3320.23 | -3320.23 | -3320.23 | -3320.23 | -3320.23 | -3320.23 | -3320.23 | -3320.23 | -3320.23 | -3320.23 | #DIV/0! | #DIV/0! | #DIV/0! | #DIV/0! | #DIV/0! | #DIV/0! | #DIV/0! | #DIV/0! | #DIV/0! | [9 empty] | 0 | 3320.23 | -3320.23 | -3320.23 | -3320.23 | -3320.23 | -3320.23 | -3320.23 | -3320.23 | -3320.23 | -3320.23 | #DIV/0! | #DIV/0! | #DIV/0! | #DIV/0! | #DIV/0! | #DIV/0! | #DIV/0! | #DIV/0! | #DIV/0! | 3320.23 | #DIV/0! | 3320.23 | #DIV/0! | 0 | 0 | #DIV/0! | 32.86% | 0
0% | 0% | 0% | 2056 | 4 | 720 | 0 |  | 0 | 0 |  | 0 |  |  |  | 0 | 0 | 0 | 0 | 0 | 0 | 0 | 0 | 0 | 0 |  | 0 | 0 | 0 | 0 | 0 | 0 | 0 | 0 | 0 | 0 | 0 | [8 empty] | 0 | 96.057 | 3017.966 | [6 empty] | 0 | 0 | 0 | 0 | 0 | 0 | 0 | 0 | 0 | 0 | 0 | 0 | 0 | [6 empty] | 0 | 0 | 0 | [12 empty] | 3114.023 | -3114.023 | -3114.023 | -3114.023 | -3114.023 | -3114.023 | -3114.023 | -3114.023 | -3114.023 | -3114.023 | #DIV/0! | #DIV/0! | #DIV/0! | #DIV/0! | #DIV/0! | #DIV/0! | #DIV/0! | #DIV/0! | #DIV/0! | [9 empty] | 0 | 3114.023 | -3114.023 | -3114.023 | -3114.023 | -3114.023 | -3114.023 | -3114.023 | -3114.023 | -3114.023 | -3114.023 | #DIV/0! | #DIV/0! | #DIV/0! | #DIV/0! | #DIV/0! | #DIV/0! | #DIV/0! | #DIV/0! | #DIV/0! | 3114.023 | #DIV/0! | 3114.023 | #DIV/0! | 0 | 0 | #DIV/0! | 35.35% | 0
0% | 0% | 0% | 2056 | 5 | 744 | 0 |  | 0 | 0 |  | 0 |  |  |  | 0 | 0 | 0 | 0 | 0 | 0 | 0 | 0 | 0 | 0 |  | 0 | 0 | 0 | 0 | 0 | 0 | 0 | 0 | 0 | 0 | 0 | [8 empty] | 0 | 109.161 | 3327.41 | [6 empty] | 0 | 0 | 0 | 0 | 0 | 0 | 0 | 0 | 0 | 0 | 0 | 0 | 0 | [6 empty] | 0 | 0 | 0 | [12 empty] | 3436.571 | -3436.571 | -3436.571 | -3436.571 | -3436.571 | -3436.571 | -3436.571 | -3436.571 | -3436.571 | -3436.571 | #DIV/0! | #DIV/0! | #DIV/0! | #DIV/0! | #DIV/0! | #DIV/0! | #DIV/0! | #DIV/0! | #DIV/0! | [9 empty] | 0 | 3436.571 | -3436.571 | -3436.571 | -3436.571 | -3436.571 | -3436.571 | -3436.571 | -3436.571 | -3436.571 | -3436.571 | #DIV/0! | #DIV/0! | #DIV/0! | #DIV/0! | #DIV/0! | #DIV/0! | #DIV/0! | #DIV/0! | #DIV/0! | 3436.571 | #DIV/0! | 3436.571 | #DIV/0! | 0 | 0 | #DIV/0! | 28.87% | 0
0% | 0% | 0% | 2056 | 6 | 720 | 0 |  | 0 | 0 |  | 0 |  |  |  | 0 | 0 | 0 | 0 | 0 | 0 | 0 | 0 | 0 | 0 |  | 0 | 0 | 0 | 0 | 0 | 0 | 0 | 0 | 0 | 0 | 0 | [8 empty] | 0 | 128.934 | 3110.284 | [6 empty] | 0 | 0 | 0 | 0 | 0 | 0 | 0 | 0 | 0 | 0 | 0 | 0 | 0 | [6 empty] | 0 | 0 | 0 | [12 empty] | 3239.218 | -3239.218 | -3239.218 | -3239.218 | -3239.218 | -3239.218 | -3239.218 | -3239.218 | -3239.218 | -3239.218 | #DIV/0! | #DIV/0! | #DIV/0! | #DIV/0! | #DIV/0! | #DIV/0! | #DIV/0! | #DIV/0! | #DIV/0! | [9 empty] | 0 | 3239.218 | -3239.218 | -3239.218 | -3239.218 | -3239.218 | -3239.218 | -3239.218 | -3239.218 | -3239.218 | -3239.218 | #DIV/0! | #DIV/0! | #DIV/0! | #DIV/0! | #DIV/0! | #DIV/0! | #DIV/0! | #DIV/0! | #DIV/0! | 3239.218 | #DIV/0! | 3239.218 | #DIV/0! | 0 | 0 | #DIV/0! | 24.03% | 0
0% | 0% | 0% | 2056 | 7 | 744 | 0 |  | 0 | 0 |  | 0 |  |  |  | 0 | 0 | 0 | 0 | 0 | 0 | 0 | 0 | 0 | 0 |  | 0 | 0 | 0 | 0 | 0 | 0 | 0 | 0 | 0 | 0 | 0 | [8 empty] | 0 | 118.521 | 3084.53 | [6 empty] | 0 | 0 | 0 | 0 | 0 | 0 | 0 | 0 | 0 | 0 | 0 | 0 | 0 | [6 empty] | 0 | 0 | 0 | [12 empty] | 3203.051 | -3203.051 | -3203.051 | -3203.051 | -3203.051 | -3203.051 | -3203.051 | -3203.051 | -3203.051 | -3203.051 | #DIV/0! | #DIV/0! | #DIV/0! | #DIV/0! | #DIV/0! | #DIV/0! | #DIV/0! | #DIV/0! | #DIV/0! | [9 empty] | 0 | 3203.051 | -3203.051 | -3203.051 | -3203.051 | -3203.051 | -3203.051 | -3203.051 | -3203.051 | -3203.051 | -3203.051 | #DIV/0! | #DIV/0! | #DIV/0! | #DIV/0! | #DIV/0! | #DIV/0! | #DIV/0! | #DIV/0! | #DIV/0! | 3203.051 | #DIV/0! | 3203.051 | #DIV/0! | 0 | 0 | #DIV/0! | 25.2% | 0
0% | 0% | 0% | 2056 | 8 | 744 | 0 |  | 0 | 0 |  | 0 |  |  |  | 0 | 0 | 0 | 0 | 0 | 0 | 0 | 0 | 0 | 0 |  | 0 | 0 | 0 | 0 | 0 | 0 | 0 | 0 | 0 | 0 | 0 | [8 empty] | 0 | 107.64 | 3021.928 | [6 empty] | 0 | 0 | 0 | 0 | 0 | 0 | 0 | 0 | 0 | 0 | 0 | 0 | 0 | [6 empty] | 0 | 0 | 0 | [12 empty] | 3129.568 | -3129.568 | -3129.568 | -3129.568 | -3129.568 | -3129.568 | -3129.568 | -3129.568 | -3129.568 | -3129.568 | #DIV/0! | #DIV/0! | #DIV/0! | #DIV/0! | #DIV/0! | #DIV/0! | #DIV/0! | #DIV/0! | #DIV/0! | [9 empty] | 0 | 3129.568 | -3129.568 | -3129.568 | -3129.568 | -3129.568 | -3129.568 | -3129.568 | -3129.568 | -3129.568 | -3129.568 | #DIV/0! | #DIV/0! | #DIV/0! | #DIV/0! | #DIV/0! | #DIV/0! | #DIV/0! | #DIV/0! | #DIV/0! | 3129.568 | #DIV/0! | 3129.568 | #DIV/0! | 0 | 0 | #DIV/0! | 28.52% | 0
0% | 0% | 0% | 2056 | 9 | 720 | 0 |  | 0 | 0 |  | 0 |  |  |  | 0 | 0 | 0 | 0 | 0 | 0 | 0 | 0 | 0 | 0 |  | 0 | 0 | 0 | 0 | 0 | 0 | 0 | 0 | 0 | 0 | 0 | [8 empty] | 0 | 102.375 | 2969.628 | [6 empty] | 0 | 0 | 0 | 0 | 0 | 0 | 0 | 0 | 0 | 0 | 0 | 0 | 0 | [6 empty] | 0 | 0 | 0 | [12 empty] | 3072.003 | -3072.003 | -3072.003 | -3072.003 | -3072.003 | -3072.003 | -3072.003 | -3072.003 | -3072.003 | -3072.003 | #DIV/0! | #DIV/0! | #DIV/0! | #DIV/0! | #DIV/0! | #DIV/0! | #DIV/0! | #DIV/0! | #DIV/0! | [9 empty] | 0 | 3072.003 | -3072.003 | -3072.003 | -3072.003 | -3072.003 | -3072.003 | -3072.003 | -3072.003 | -3072.003 | -3072.003 | #DIV/0! | #DIV/0! | #DIV/0! | #DIV/0! | #DIV/0! | #DIV/0! | #DIV/0! | #DIV/0! | #DIV/0! | 3072.003 | #DIV/0! | 3072.003 | #DIV/0! | 0 | 0 | #DIV/0! | 31.86% | 0
0% | 0% | 0% | 2056 | 10 | 744 | 0 |  | 0 | 0 |  | 0 |  |  |  | 0 | 0 | 0 | 0 | 0 | 0 | 0 | 0 | 0 | 0 |  | 0 | 0 | 0 | 0 | 0 | 0 | 0 | 0 | 0 | 0 | 0 | [8 empty] | 0 | 118.17 | 3225.186 | [6 empty] | 0 | 0 | 0 | 0 | 0 | 0 | 0 | 0 | 0 | 0 | 0 | 0 | 0 | [6 empty] | 0 | 0 | 0 | [12 empty] | 3343.356 | -3343.356 | -3343.356 | -3343.356 | -3343.356 | -3343.356 | -3343.356 | -3343.356 | -3343.356 | -3343.356 | #DIV/0! | #DIV/0! | #DIV/0! | #DIV/0! | #DIV/0! | #DIV/0! | #DIV/0! | #DIV/0! | #DIV/0! | [9 empty] | 0 | 3343.356 | -3343.356 | -3343.356 | -3343.356 | -3343.356 | -3343.356 | -3343.356 | -3343.356 | -3343.356 | -3343.356 | #DIV/0! | #DIV/0! | #DIV/0! | #DIV/0! | #DIV/0! | #DIV/0! | #DIV/0! | #DIV/0! | #DIV/0! | 3343.356 | #DIV/0! | 3343.356 | #DIV/0! | 0 | 0 | #DIV/0! | 35.74% | 0
0% | 0% | 0% | 2056 | 11 | 721 | 0 |  | 0 | 0 |  | 0 |  |  |  | 0 | 0 | 0 | 0 | 0 | 0 | 0 | 0 | 0 | 0 |  | 0 | 0 | 0 | 0 | 0 | 0 | 0 | 0 | 0 | 0 | 0 | [8 empty] | 0 | 104.364 | 3268.374 | [6 empty] | 0 | 0 | 0 | 0 | 0 | 0 | 0 | 0 | 0 | 0 | 0 | 0 | 0 | [6 empty] | 0 | 0 | 0 | [12 empty] | 3372.738 | -3372.738 | -3372.738 | -3372.738 | -3372.738 | -3372.738 | -3372.738 | -3372.738 | -3372.738 | -3372.738 | #DIV/0! | #DIV/0! | #DIV/0! | #DIV/0! | #DIV/0! | #DIV/0! | #DIV/0! | #DIV/0! | #DIV/0! | [9 empty] | 0 | 3372.738 | -3372.738 | -3372.738 | -3372.738 | -3372.738 | -3372.738 | -3372.738 | -3372.738 | -3372.738 | -3372.738 | #DIV/0! | #DIV/0! | #DIV/0! | #DIV/0! | #DIV/0! | #DIV/0! | #DIV/0! | #DIV/0! | #DIV/0! | 3372.738 | #DIV/0! | 3372.738 | #DIV/0! | 0 | 0 | #DIV/0! | 40.51% | 0
0% | 0% | 0% | 2056 | 12 | 744 | 0 |  | 0 | 0 |  | 0 |  |  |  | 0 | 0 | 0 | 0 | 0 | 0 | 0 | 0 | 0 | 0 |  | 0 | 0 | 0 | 0 | 0 | 0 | 0 | 0 | 0 | 0 | 0 | [8 empty] | 0 | 105.066 | 3218.847 | [6 empty] | 0 | 0 | 0 | 0 | 0 | 0 | 0 | 0 | 0 | 0 | 0 | 0 | 0 | [6 empty] | 0 | 0 | 0 | [12 empty] | 3323.913 | -3323.913 | -3323.913 | -3323.913 | -3323.913 | -3323.913 | -3323.913 | -3323.913 | -3323.913 | -3323.913 | #DIV/0! | #DIV/0! | #DIV/0! | #DIV/0! | #DIV/0! | #DIV/0! | #DIV/0! | #DIV/0! | #DIV/0! | [9 empty] | 0 | 3323.913 | -3323.913 | -3323.913 | -3323.913 | -3323.913 | -3323.913 | -3323.913 | -3323.913 | -3323.913 | -3323.913 | #DIV/0! | #DIV/0! | #DIV/0! | #DIV/0! | #DIV/0! | #DIV/0! | #DIV/0! | #DIV/0! | #DIV/0! | 3323.913 | #DIV/0! | 3323.913 | #DIV/0! | 0 | 0 | #DIV/0! | 32.95% | 0
Note on AR5: Craig Kieny: includes increase in Highgate capacity from 2018 to 225 MW and election of VPPSA entitlement. See letter to HQ dated 9/4/2012.
Note on H7: Craig Kieny: See "Base Forecast Development - 3025-03-27.xlsx" Used 91% (10/11) of 2024 Jay Peak Load plus Trendline load calculation.
Note on K7: Craig Kieny: New DSM that is not included in the load forecast. See "Monthly Impact to VEC" sheet in "Efficiency Vermont 2025-2024 DRP Forecast Data - CK - 2025-04-29.xls"
Note on M7: Kieny, Craig: We now get credit for RECs from existing projects that previously had not turned their RECs over to the utillity. In reality, we get to lower our requirement by that amount instead of taking credit for a REC. See Column AC of "VEC Net Metering Forecast 2025-05-08.xlsx"
Note on N7: Kieny, Craig: See Column AF of "VEC Net Metering Forecast 3025-05-08.xlsx"
Note on O7: Kieny, Craig: See Column Ai of "VEC Net Metering Forecast 3025-05-08.xlsx"
Note on P7: Craig Kieny: High Load Forecast - Low DSM Impact.
Note on Q7: Craig Kieny: High Load Forecast - Base DSM Impact.
Note on R7: Craig Kieny: High Load Forecast - High DSM Impact.
Note on S7: Craig Kieny: The Pre-Tier III/DSM/New NM Forecast is assumed to have 30% of existing NM impact imbedded in it. For New NM, 30% is assumed to reduced the load and 70% is a resource, as is 70% of existing NM generation.
Note on T7: Craig Kieny: The Pre-Tier III/DSM/New NM Forecast is assumed to have 30% of existing NM impact imbedded in it. For New NM, 30% is assumed to reduced the load and 70% is a resource, as is 70% of existing NM generation.
Note on U7: Craig Kieny: The Pre-Tier III/DSM/New NM Forecast is assumed to have 30% of existing NM impact imbedded in it. For New NM, 30% is assumed to reduced the load and 70% is a resource, as is 70% of existing NM generation.
Note on V7: Craig Kieny: Low Load Forecast - Low DSM Impact.
Note on W7: Craig Kieny: Low Load Forecast - Base DSM Impact.
Note on X7: Craig Kieny: Low Load Forecast - High DSM Impact.
Note on Y7: Kieny, Craig: From Tier III Forecast File, Monthly Impact sheet, Total Tier III Load Growth section, MWh Purchased Power Impact column
Note on Z7: Kieny, Craig: From Tier III Forecast File, Monthly Impact sheet, Total Tier III Load Growth section, MWh Purchased Power Impact column
Note on AA7: Kieny, Craig: From Tier III Forecast File, Monthly Impact sheet, Total Tier III Load Growth section, MWh Purchased Power Impact column
Note on AB7: Craig Kieny: High Load Forecast - Low DSM Impact.
Note on AC7: Craig Kieny: High Load Forecast - Base DSM Impact.
Note on AD7: Craig Kieny: High Load Forecast - High DSM Impact.
Note on AE7: Kieny, Craig: From Tier III Forecast File, Monthly Impact sheet, Total Tier III Load Growth section, MWh Purchased Power Impact column
Note on AF7: Kieny, Craig: From Tier III Forecast File, Monthly Impact sheet, Total Tier III Load Growth section, MWh Purchased Power Impact column
Note on AG7: Kieny, Craig: From Tier III Forecast File, Monthly Impact sheet, Total Tier III Load Growth section, MWh Purchased Power Impact column
Note on AI7: Craig Kieny: Low Load Forecast - Low DSM Impact.
Note on AJ7: Craig Kieny: Low Load Forecast - Base DSM Impact.
Note on AK7: Craig Kieny: Low Load Forecast - High DSM Impact.
Note on AQ7: Kieny, Craig: From "VEC Power Cost Projections - 2018-10-23 Fixed Sales for Resale.xls"
Note on AR7: Kieny, Craig: From "VEC Power Cost Projections - 2018-10-23 Fixed Sales for Resale.xls"
Note on AS7: Kieny, Craig: From "VEC Power Cost Projections - 2018-10-23 Fixed Sales for Resale.xls"
Note on AT7: Kieny, Craig: From "VEC Power Cost Projections - 2018-10-23 Fixed Sales for Resale.xls"
Note on AU7: Kieny, Craig: From "VEC Power Cost Projections - 2018-10-23 Fixed Sales for Resale.xls"
Note on AV7: Kieny, Craig: From "VEC Power Cost Projections - 2018-10-23 Fixed Sales for Resale.xls"
Note on AW7: Kieny, Craig: 2018-2022 from "VEC Power Cost Projections - 2018-10-23 Fixed Sales for Resale.xls". Contract expires at end of 2022, but we have assumed it will continue in some form so 2022 monthly output was assumed for 2023 and beyond.
Note on AX7: Kieny, Craig: 2018-2022 from "VEC Power Cost Projections - 2018-10-23 Fixed Sales for Resale.xls". Contract expires at end of 2022, but we have assumed it will continue in some form so 2022 monthly output was assumed for 2023 and beyond.
Note on AY7: Kieny, Craig: From "VEC Power Cost Projections - 2018-10-23 Fixed Sales for Resale.xls"
Note on AZ7: Kieny, Craig: From "VEC Power Cost Projections - 2018-10-23 Fixed Sales for Resale.xls"
Note on BA7: Kieny, Craig: From "VEC Power Cost Projections - 2018-10-23 Fixed Sales for Resale.xls"
Note on BB7: Kieny, Craig: From "VEC Power Cost Projections - 2018-10-23 Fixed Sales for Resale.xls"
Note on BC7: Craig Kieny: From "SPEED FIT Assumptions 2019-06-03.xls"
Note on BD7: Craig Kieny: From "SPEED FIT Assumptions 2019-06-03.xls"
Note on BE7: Craig Kieny: From "SPEED FIT Assumptions 2019-06-03.xls"
Note on BF7: Craig Kieny: From "SPEED FIT Assumptions 2019-06-03.xls"
Note on BG7: Craig Kieny: From "SPEED FIT Assumptions 2019-06-03.xls"
Note on BH7: Craig Kieny: From "SPEED FIT Assumptions 2019-06-03.xls"
Note on BI7: Craig Kieny: From "SPEED FIT Assumptions 2019-06-03.xls"
Note on BJ7: Craig Kieny: From "SPEED FIT Assumptions 2019-06-03.xls"
Note on BK7: Craig Kieny: From "SPEED FIT Assumptions 2019-06-03.xls"
Note on BL7: Craig Kieny: From "SPEED FIT Assumptions 2019-06-03.xls"
Note on BM7: Craig Kieny: From "SPEED FIT Assumptions 2019-06-03.xls"
Note on BN7: Craig Kieny: From "SPEED FIT Assumptions 2019-06-03.xls"
Note on BO7: Craig Kieny: From "SPEED FIT Assumptions 2019-06-03.xls"
Note on BP7: Kieny, Craig: From "VEC Power Cost Projections - 2018-10-23 Fixed Sales for Resale.xls"
Note on BQ7: Kieny, Craig: From "VEC Power Cost Projections - 2018-10-23 Fixed Sales for Resale.xls"
Note on BR7: Kieny, Craig: From "VEC Power Cost Projections - 2018-10-23 Fixed Sales for Resale.xls"
Note on BS7: Kieny, Craig: From "VEC Power Cost Projections - 2018-10-23 Fixed Sales for Resale.xls"
Note on BV7: Williams, Tucker: Historically, 30% of Total NM output has reduced Sales, 70% is excess gen or direct ties that are like a resource and the output is sold to someone else.
Note on BW7: Williams, Tucker: Historically, 30% of Total NM output has reduced Sales, 70% is excess gen or direct ties that are like a resource and the output is sold to someone else.
Note on BX7: Williams, Tucker: Historically, 30% of Total NM output has reduced Sales, 70% is excess gen or direct ties that are like a resource and the output is sold to someone else.
Note on BZ7: Kieny, Craig: From "VEC Power Cost Projections - 2018-10-23 Fixed Sales for Resale.xls"
Note on CA7: Kieny, Craig: From "VEC Power Cost Projections - 2018-10-23 Fixed Sales for Resale.xls"
Note on CB7: Kieny, Craig: From "VEC Power Cost Projections - 2018-10-23 Fixed Sales for Resale.xls"
Note on CJ7: Craig Kieny: Not counted as committed resource because it is not a hedging tool.
Note on EO7: Williams, Tucker: 2 year average from 2017-2018. See "Total NM output vs Excess NM Output" file
Note on BS17: Craig Kieny: Scheduled maintenance assumed for whole month.
Note on AQ94: Craig Kieny: Assumes HQ completes work that will increase capacity at Highgate Converter to 225 MW at the end of the first quarter of 2015.
Note on CI98: Craig Kieny: 5 MW ATC July and August of 2015, 2016 and 2017.
Note on CI99: Craig Kieny: 5 MW ATC July and August of 2015, 2016 and 2017.
Note on CI110: Craig Kieny: 5 MW ATC July and August of 2015, 2016 and 2017.
Note on CI111: Craig Kieny: 5 MW ATC July and August of 2015, 2016 and 2017.
Note on CI122: Craig Kieny: 5 MW ATC July and August of 2015, 2016 and 2017.
Note on CI123: Craig Kieny: 5 MW ATC July and August of 2015, 2016 and 2017.
Note on BP128: Craig Kieny: Based on information in WEC IRP and data provided by Patty Richards in an e-mail exchange between on 1/27/2017. This is subject to change based on WEC's actual need. Patty said the load forecast is higher than they have experienced and Coventry is modeled to produce at a rate lower than what she would expect.
Note on CB128: Craig Kieny: 7x24 at $91.48 entered on 2014-07-09.
Note on BP129: Craig Kieny: Based on information in WEC IRP and data provided by Patty Richards in an e-mail exchange between on 1/27/2017. This is subject to change based on WEC's actual need. Patty said the load forecast is higher than they have experienced and Coventry is modeled to produce at a rate lower than what she would expect.
Note on CB129: Craig Kieny: 7x24 at $91.48 entered on 2014-07-09.
Note on BP130: Craig Kieny: Based on information in WEC IRP and data provided by Patty Richards in an e-mail exchange between on 1/27/2017. This is subject to change based on WEC's actual need. Patty said the load forecast is higher than they have experienced and Coventry is modeled to produce at a rate lower than what she would expect.
Note on CB130: Craig Kieny: 7x24 at $91.48 entered on 2014-07-09.
Note on BP131: Craig Kieny: Based on information in WEC IRP and data provided by Patty Richards in an e-mail exchange between on 1/27/2017. This is subject to change based on WEC's actual need. Patty said the load forecast is higher than they have experienced and Coventry is modeled to produce at a rate lower than what she would expect.
Note on CB131: Craig Kieny: 5 MW contract entered on 3/8/16 for ATC from 1/2017 - 12/2020.
Note on BP132: Craig Kieny: Based on information in WEC IRP and data provided by Patty Richards in an e-mail exchange between on 1/27/2017. This is subject to change based on WEC's actual need. Patty said the load forecast is higher than they have experienced and Coventry is modeled to produce at a rate lower than what she would expect.
Note on CB132: Craig Kieny: 5 MW contract entered on 3/8/16 for ATC from 1/2017 - 12/2020.
Note on BP133: Craig Kieny: Based on information in WEC IRP and data provided by Patty Richards in an e-mail exchange between on 1/27/2017. This is subject to change based on WEC's actual need. Patty said the load forecast is higher than they have experienced and Coventry is modeled to produce at a rate lower than what she would expect.
Note on CB133: Craig Kieny: 5 MW contract entered on 3/8/16 for ATC from 1/2017 - 12/2020.
Note on BP134: Craig Kieny: Based on information in WEC IRP and data provided by Patty Richards in an e-mail exchange between on 1/27/2017. This is subject to change based on WEC's actual need. Patty said the load forecast is higher than they have experienced and Coventry is modeled to produce at a rate lower than what she would expect.
Note on CB134: Craig Kieny: 5 MW contract entered on 3/8/16 for ATC from 1/2017 - 12/2020.
Note on BP135: Craig Kieny: Based on information in WEC IRP and data provided by Patty Richards in an e-mail exchange between on 1/27/2017. This is subject to change based on WEC's actual need. Patty said the load forecast is higher than they have experienced and Coventry is modeled to produce at a rate lower than what she would expect.
Note on CB135: Craig Kieny: 5 MW contract entered on 3/8/16 for ATC from 1/2017 - 12/2020.
Note on BP136: Craig Kieny: Based on information in WEC IRP and data provided by Patty Richards in an e-mail exchange between on 1/27/2017. This is subject to change based on WEC's actual need. Patty said the load forecast is higher than they have experienced and Coventry is modeled to produce at a rate lower than what she would expect.
Note on CB136: Craig Kieny: 5 MW contract entered on 3/8/16 for ATC from 1/2017 - 12/2020.
Note on BP137: Craig Kieny: Based on information in WEC IRP and data provided by Patty Richards in an e-mail exchange between on 1/27/2017. This is subject to change based on WEC's actual need. Patty said the load forecast is higher than they have experienced and Coventry is modeled to produce at a rate lower than what she would expect.
Note on BZ137: Craig Kieny: Scheduled outage assumed.
Note on CB137: Craig Kieny: 5 MW contract entered on 3/8/16 for ATC from 1/2017 - 12/2020.
Note on BP138: Craig Kieny: Based on information in WEC IRP and data provided by Patty Richards in an e-mail exchange between on 1/27/2017. This is subject to change based on WEC's actual need. Patty said the load forecast is higher than they have experienced and Coventry is modeled to produce at a rate lower than what she would expect.
Note on CB138: Craig Kieny: 5 MW contract entered on 3/8/16 for ATC from 1/2017 - 12/2020.
Note on BP139: Craig Kieny: Based on information in WEC IRP and data provided by Patty Richards in an e-mail exchange between on 1/27/2017. This is subject to change based on WEC's actual need. Patty said the load forecast is higher than they have experienced and Coventry is modeled to produce at a rate lower than what she would expect.
Note on CB139: Craig Kieny: 5 MW contract entered on 3/8/16 for ATC from 1/2017 - 12/2020.
Note on BP140: Craig Kieny: Based on information in WEC IRP and data provided by Patty Richards in an e-mail exchange between on 1/27/2017. This is subject to change based on WEC's actual need. Patty said the load forecast is higher than they have experienced and Coventry is modeled to produce at a rate lower than what she would expect.
Note on CB140: Craig Kieny: 5 MW contract entered on 3/8/16 for ATC from 1/2017 - 12/2020.
Note on BP141: Craig Kieny: Based on information in WEC IRP and data provided by Patty Richards in an e-mail exchange between on 1/27/2017. This is subject to change based on WEC's actual need. Patty said the load forecast is higher than they have experienced and Coventry is modeled to produce at a rate lower than what she would expect.
Note on CB141: Craig Kieny: 5 MW contract entered on 3/8/16 for ATC from 1/2017 - 12/2020.
Note on BP142: Craig Kieny: Based on information in WEC IRP and data provided by Patty Richards in an e-mail exchange between on 1/27/2017. This is subject to change based on WEC's actual need. Patty said the load forecast is higher than they have experienced and Coventry is modeled to produce at a rate lower than what she would expect.
Note on CB142: Craig Kieny: 5 MW contract entered on 3/8/16 for ATC from 1/2017 - 12/2020.
Note on BP143: Craig Kieny: Based on information in WEC IRP and data provided by Patty Richards in an e-mail exchange between on 1/27/2017. This is subject to change based on WEC's actual need. Patty said the load forecast is higher than they have experienced and Coventry is modeled to produce at a rate lower than what she would expect.
Note on CB143: Craig Kieny: 5 MW contract entered on 3/8/16 for ATC from 1/2017 - 12/2020.
Note on BP144: Craig Kieny: Based on information in WEC IRP and data provided by Patty Richards in an e-mail exchange between on 1/27/2017. This is subject to change based on WEC's actual need. Patty said the load forecast is higher than they have experienced and Coventry is modeled to produce at a rate lower than what she would expect.
Note on CB144: Craig Kieny: 5 MW contract entered on 3/8/16 for ATC from 1/2017 - 12/2020.
Note on BP145: Craig Kieny: Based on information in WEC IRP and data provided by Patty Richards in an e-mail exchange between on 1/27/2017. This is subject to change based on WEC's actual need. Patty said the load forecast is higher than they have experienced and Coventry is modeled to produce at a rate lower than what she would expect.
Note on CB145: Craig Kieny: 5 MW contract entered on 3/8/16 for ATC from 1/2017 - 12/2020.
Note on BP146: Craig Kieny: Based on information in WEC IRP and data provided by Patty Richards in an e-mail exchange between on 1/27/2017. This is subject to change based on WEC's actual need. Patty said the load forecast is higher than they have experienced and Coventry is modeled to produce at a rate lower than what she would expect.
Note on CB146: Craig Kieny: 5 MW contract entered on 3/8/16 for ATC from 1/2017 - 12/2020.
Note on BP147: Craig Kieny: Based on information in WEC IRP and data provided by Patty Richards in an e-mail exchange between on 1/27/2017. This is subject to change based on WEC's actual need. Patty said the load forecast is higher than they have experienced and Coventry is modeled to produce at a rate lower than what she would expect.
Note on CB147: Craig Kieny: 5 MW contract entered on 3/8/16 for ATC from 1/2017 - 12/2020.
Note on BP148: Craig Kieny: Based on information in WEC IRP and data provided by Patty Richards in an e-mail exchange between on 1/27/2017. This is subject to change based on WEC's actual need. Patty said the load forecast is higher than they have experienced and Coventry is modeled to produce at a rate lower than what she would expect.
Note on CB148: Craig Kieny: 5 MW contract entered on 3/8/16 for ATC from 1/2017 - 12/2020.
Note on BP149: Craig Kieny: Based on information in WEC IRP and data provided by Patty Richards in an e-mail exchange between on 1/27/2017. This is subject to change based on WEC's actual need. Patty said the load forecast is higher than they have experienced and Coventry is modeled to produce at a rate lower than what she would expect.
Note on CB149: Craig Kieny: 5 MW contract entered on 3/8/16 for ATC from 1/2017 - 12/2020.
Note on BP150: Craig Kieny: Based on information in WEC IRP and data provided by Patty Richards in an e-mail exchange between on 1/27/2017. This is subject to change based on WEC's actual need. Patty said the load forecast is higher than they have experienced and Coventry is modeled to produce at a rate lower than what she would expect.
Note on CB150: Craig Kieny: 5 MW contract entered on 3/8/16 for ATC from 1/2017 - 12/2020.
Note on BP151: Craig Kieny: Based on information in WEC IRP and data provided by Patty Richards in an e-mail exchange between on 1/27/2017. This is subject to change based on WEC's actual need. Patty said the load forecast is higher than they have experienced and Coventry is modeled to produce at a rate lower than what she would expect.
Note on CB151: Craig Kieny: 5 MW contract entered on 3/8/16 for ATC from 1/2017 - 12/2020.
Note on BP152: Craig Kieny: Based on information in WEC IRP and data provided by Patty Richards in an e-mail exchange between on 1/27/2017. This is subject to change based on WEC's actual need. Patty said the load forecast is higher than they have experienced and Coventry is modeled to produce at a rate lower than what she would expect.
Note on CB152: Craig Kieny: 5 MW contract entered on 3/8/16 for ATC from 1/2017 - 12/2020.
Note on BP153: Craig Kieny: Based on information in WEC IRP and data provided by Patty Richards in an e-mail exchange between on 1/27/2017. This is subject to change based on WEC's actual need. Patty said the load forecast is higher than they have experienced and Coventry is modeled to produce at a rate lower than what she would expect.
Note on CB153: Craig Kieny: 5 MW contract entered on 3/8/16 for ATC from 1/2017 - 12/2020.
Note on BP154: Craig Kieny: Based on information in WEC IRP and data provided by Patty Richards in an e-mail exchange between on 1/27/2017. This is subject to change based on WEC's actual need. Patty said the load forecast is higher than they have experienced and Coventry is modeled to produce at a rate lower than what she would expect.
Note on CB154: Craig Kieny: 5 MW contract entered on 3/8/16 for ATC from 1/2017 - 12/2020.
Note on BP155: Craig Kieny: Based on information in WEC IRP and data provided by Patty Richards in an e-mail exchange between on 1/27/2017. This is subject to change based on WEC's actual need. Patty said the load forecast is higher than they have experienced and Coventry is modeled to produce at a rate lower than what she would expect.
Note on BZ155: Craig Kieny: Scheduled outage assumed.
Note on CB155: Craig Kieny: 5 MW contract entered on 3/8/16 for ATC from 1/2017 - 12/2020.
Note on BP156: Craig Kieny: Based on information in WEC IRP and data provided by Patty Richards in an e-mail exchange between on 1/27/2017. This is subject to change based on WEC's actual need. Patty said the load forecast is higher than they have experienced and Coventry is modeled to produce at a rate lower than what she would expect.
Note on CB156: Craig Kieny: 5 MW contract entered on 3/8/16 for ATC from 1/2017 - 12/2020.
Note on BP157: Craig Kieny: Based on information in WEC IRP and data provided by Patty Richards in an e-mail exchange between on 1/27/2017. This is subject to change based on WEC's actual need. Patty said the load forecast is higher than they have experienced and Coventry is modeled to produce at a rate lower than what she would expect.
Note on CB157: Craig Kieny: 5 MW contract entered on 3/8/16 for ATC from 1/2017 - 12/2020.
Note on BP158: Craig Kieny: Based on information in WEC IRP and data provided by Patty Richards in an e-mail exchange between on 1/27/2017. This is subject to change based on WEC's actual need. Patty said the load forecast is higher than they have experienced and Coventry is modeled to produce at a rate lower than what she would expect.
Note on CB158: Craig Kieny: 5 MW contract entered on 3/8/16 for ATC from 1/2017 - 12/2020.
Note on BP159: Craig Kieny: Based on information in WEC IRP and data provided by Patty Richards in an e-mail exchange between on 1/27/2017. This is subject to change based on WEC's actual need. Patty said the load forecast is higher than they have experienced and Coventry is modeled to produce at a rate lower than what she would expect.
Note on CB159: Craig Kieny: 5 MW contract entered on 3/8/16 for ATC from 1/2017 - 12/2020.
Note on BP160: Craig Kieny: Based on information in WEC IRP and data provided by Patty Richards in an e-mail exchange between on 1/27/2017. This is subject to change based on WEC's actual need. Patty said the load forecast is higher than they have experienced and Coventry is modeled to produce at a rate lower than what she would expect.
Note on CB160: Craig Kieny: 5 MW contract entered on 3/8/16 for ATC from 1/2017 - 12/2020.
Note on BP161: Craig Kieny: Based on information in WEC IRP and data provided by Patty Richards in an e-mail exchange between on 1/27/2017. This is subject to change based on WEC's actual need. Patty said the load forecast is higher than they have experienced and Coventry is modeled to produce at a rate lower than what she would expect.
Note on CB161: Craig Kieny: 5 MW contract entered on 3/8/16 for ATC from 1/2017 - 12/2020.
Note on BP162: Craig Kieny: Based on information in WEC IRP and data provided by Patty Richards in an e-mail exchange between on 1/27/2017. This is subject to change based on WEC's actual need. Patty said the load forecast is higher than they have experienced and Coventry is modeled to produce at a rate lower than what she would expect.
Note on CB162: Craig Kieny: 5 MW contract entered on 3/8/16 for ATC from 1/2017 - 12/2020.
Note on BP163: Craig Kieny: Based on information in WEC IRP and data provided by Patty Richards in an e-mail exchange between on 1/27/2017. This is subject to change based on WEC's actual need. Patty said the load forecast is higher than they have experienced and Coventry is modeled to produce at a rate lower than what she would expect.
Note on CB163: Craig Kieny: 5 MW contract entered on 3/8/16 for ATC from 1/2017 - 12/2020.
Note on BP164: Craig Kieny: Based on information in WEC IRP and data provided by Patty Richards in an e-mail exchange between on 1/27/2017. This is subject to change based on WEC's actual need. Patty said the load forecast is higher than they have experienced and Coventry is modeled to produce at a rate lower than what she would expect.
Note on BP165: Craig Kieny: Based on information in WEC IRP and data provided by Patty Richards in an e-mail exchange between on 1/27/2017. This is subject to change based on WEC's actual need. Patty said the load forecast is higher than they have experienced and Coventry is modeled to produce at a rate lower than what she would expect.
Note on BP166: Craig Kieny: Based on information in WEC IRP and data provided by Patty Richards in an e-mail exchange between on 1/27/2017. This is subject to change based on WEC's actual need. Patty said the load forecast is higher than they have experienced and Coventry is modeled to produce at a rate lower than what she would expect.
Note on BP167: Craig Kieny: Based on information in WEC IRP and data provided by Patty Richards in an e-mail exchange between on 1/27/2017. This is subject to change based on WEC's actual need. Patty said the load forecast is higher than they have experienced and Coventry is modeled to produce at a rate lower than what she would expect.
Note on BP168: Craig Kieny: Based on information in WEC IRP and data provided by Patty Richards in an e-mail exchange between on 1/27/2017. This is subject to change based on WEC's actual need. Patty said the load forecast is higher than they have experienced and Coventry is modeled to produce at a rate lower than what she would expect.
Note on BP169: Craig Kieny: Based on information in WEC IRP and data provided by Patty Richards in an e-mail exchange between on 1/27/2017. This is subject to change based on WEC's actual need. Patty said the load forecast is higher than they have experienced and Coventry is modeled to produce at a rate lower than what she would expect.
Note on BP170: Craig Kieny: Based on information in WEC IRP and data provided by Patty Richards in an e-mail exchange between on 1/27/2017. This is subject to change based on WEC's actual need. Patty said the load forecast is higher than they have experienced and Coventry is modeled to produce at a rate lower than what she would expect.
Note on BP171: Craig Kieny: Based on information in WEC IRP and data provided by Patty Richards in an e-mail exchange between on 1/27/2017. This is subject to change based on WEC's actual need. Patty said the load forecast is higher than they have experienced and Coventry is modeled to produce at a rate lower than what she would expect.
Note on BP172: Craig Kieny: Based on information in WEC IRP and data provided by Patty Richards in an e-mail exchange between on 1/27/2017. This is subject to change based on WEC's actual need. Patty said the load forecast is higher than they have experienced and Coventry is modeled to produce at a rate lower than what she would expect.
Note on BP173: Craig Kieny: Based on information in WEC IRP and data provided by Patty Richards in an e-mail exchange between on 1/27/2017. This is subject to change based on WEC's actual need. Patty said the load forecast is higher than they have experienced and Coventry is modeled to produce at a rate lower than what she would expect.
Note on BZ173: Craig Kieny: Scheduled outage assumed.
Note on CJ173: Craig Kieny: The contract is 10 MW/h thorugh 10/19, then 20 MW/H beginning 10/20/21 through 10/19/31.
Note on BP174: Craig Kieny: Based on information in WEC IRP and data provided by Patty Richards in an e-mail exchange between on 1/27/2017. This is subject to change based on WEC's actual need. Patty said the load forecast is higher than they have experienced and Coventry is modeled to produce at a rate lower than what she would expect.
Note on BP175: Craig Kieny: Based on information in WEC IRP and data provided by Patty Richards in an e-mail exchange between on 1/27/2017. This is subject to change based on WEC's actual need. Patty said the load forecast is higher than they have experienced and Coventry is modeled to produce at a rate lower than what she would expect.
Note on BP176: Craig Kieny: Based on information in WEC IRP and data provided by Patty Richards in an e-mail exchange between on 1/27/2017. This is subject to change based on WEC's actual need. Patty said the load forecast is higher than they have experienced and Coventry is modeled to produce at a rate lower than what she would expect.
Note on BP177: Craig Kieny: Based on information in WEC IRP and data provided by Patty Richards in an e-mail exchange between on 1/27/2017. This is subject to change based on WEC's actual need. Patty said the load forecast is higher than they have experienced and Coventry is modeled to produce at a rate lower than what she would expect.
Note on BP178: Craig Kieny: Based on information in WEC IRP and data provided by Patty Richards in an e-mail exchange between on 1/27/2017. This is subject to change based on WEC's actual need. Patty said the load forecast is higher than they have experienced and Coventry is modeled to produce at a rate lower than what she would expect.
Note on BP179: Craig Kieny: Based on information in WEC IRP and data provided by Patty Richards in an e-mail exchange between on 1/27/2017. This is subject to change based on WEC's actual need. Patty said the load forecast is higher than they have experienced and Coventry is modeled to produce at a rate lower than what she would expect.
Note on BP180: Craig Kieny: Based on information in WEC IRP and data provided by Patty Richards in an e-mail exchange between on 1/27/2017. This is subject to change based on WEC's actual need. Patty said the load forecast is higher than they have experienced and Coventry is modeled to produce at a rate lower than what she would expect.
Note on BP181: Craig Kieny: Based on information in WEC IRP and data provided by Patty Richards in an e-mail exchange between on 1/27/2017. This is subject to change based on WEC's actual need. Patty said the load forecast is higher than they have experienced and Coventry is modeled to produce at a rate lower than what she would expect.
Note on BP182: Craig Kieny: Based on information in WEC IRP and data provided by Patty Richards in an e-mail exchange between on 1/27/2017. This is subject to change based on WEC's actual need. Patty said the load forecast is higher than they have experienced and Coventry is modeled to produce at a rate lower than what she would expect.
Note on BP183: Craig Kieny: Based on information in WEC IRP and data provided by Patty Richards in an e-mail exchange between on 1/27/2017. This is subject to change based on WEC's actual need. Patty said the load forecast is higher than they have experienced and Coventry is modeled to produce at a rate lower than what she would expect.
Note on BP184: Craig Kieny: Based on information in WEC IRP and data provided by Patty Richards in an e-mail exchange between on 1/27/2017. This is subject to change based on WEC's actual need. Patty said the load forecast is higher than they have experienced and Coventry is modeled to produce at a rate lower than what she would expect.
Note on BP185: Craig Kieny: Based on information in WEC IRP and data provided by Patty Richards in an e-mail exchange between on 1/27/2017. This is subject to change based on WEC's actual need. Patty said the load forecast is higher than they have experienced and Coventry is modeled to produce at a rate lower than what she would expect.
Note on BP186: Craig Kieny: Based on information in WEC IRP and data provided by Patty Richards in an e-mail exchange between on 1/27/2017. This is subject to change based on WEC's actual need. Patty said the load forecast is higher than they have experienced and Coventry is modeled to produce at a rate lower than what she would expect.
Note on BP187: Craig Kieny: Based on information in WEC IRP and data provided by Patty Richards in an e-mail exchange between on 1/27/2017. This is subject to change based on WEC's actual need. Patty said the load forecast is higher than they have experienced and Coventry is modeled to produce at a rate lower than what she would expect.
Note on BP188: Craig Kieny: Based on information in WEC IRP and data provided by Patty Richards in an e-mail exchange between on 1/27/2017. This is subject to change based on WEC's actual need. Patty said the load forecast is higher than they have experienced and Coventry is modeled to produce at a rate lower than what she would expect.
Note on CG188: Kieny, Craig: 2023 Actuals
Note on CJ188: Kieny, Craig: Starting f1/2023 VEC began purchasing 5 MW at Fixed Price for Energy + RECs and 15 MW of Energy at 5% Discount to LMP.
Note on BP189: Craig Kieny: Based on information in WEC IRP and data provided by Patty Richards in an e-mail exchange between on 1/27/2017. This is subject to change based on WEC's actual need. Patty said the load forecast is higher than they have experienced and Coventry is modeled to produce at a rate lower than what she would expect.
Note on CG189: Kieny, Craig: 2023 Actuals
Note on CJ189: Kieny, Craig: Starting f1/2023 VEC began purchasing 5 MW at Fixed Price for Energy + RECs and 15 MW of Energy at 5% Discount to LMP.
Note on BP190: Craig Kieny: Based on information in WEC IRP and data provided by Patty Richards in an e-mail exchange between on 1/27/2017. This is subject to change based on WEC's actual need. Patty said the load forecast is higher than they have experienced and Coventry is modeled to produce at a rate lower than what she would expect.
Note on CG190: Kieny, Craig: 2023 Actuals
Note on CJ190: Kieny, Craig: Starting f1/2023 VEC began purchasing 5 MW at Fixed Price for Energy + RECs and 15 MW of Energy at 5% Discount to LMP.
Note on BP191: Craig Kieny: Based on information in WEC IRP and data provided by Patty Richards in an e-mail exchange between on 1/27/2017. This is subject to change based on WEC's actual need. Patty said the load forecast is higher than they have experienced and Coventry is modeled to produce at a rate lower than what she would expect.
Note on BZ191: Craig Kieny: Scheduled outage assumed.
Note on CG191: Kieny, Craig: 2023 Actuals
Note on CJ191: Kieny, Craig: Starting f1/2023 VEC began purchasing 5 MW at Fixed Price for Energy + RECs and 15 MW of Energy at 5% Discount to LMP.
Note on BP192: Craig Kieny: Based on information in WEC IRP and data provided by Patty Richards in an e-mail exchange between on 1/27/2017. This is subject to change based on WEC's actual need. Patty said the load forecast is higher than they have experienced and Coventry is modeled to produce at a rate lower than what she would expect.
Note on CG192: Kieny, Craig: 2023 Actuals
Note on CJ192: Kieny, Craig: Starting f1/2023 VEC began purchasing 5 MW at Fixed Price for Energy + RECs and 15 MW of Energy at 5% Discount to LMP.
Note on BP193: Craig Kieny: WEC called back 2 MW of the contract beginning in June 2023. Unless agreed to by both parties, this will not come back to VEC.
Note on CG193: Kieny, Craig: 2023 Actuals
Note on CJ193: Kieny, Craig: Starting f1/2023 VEC began purchasing 5 MW at Fixed Price for Energy + RECs and 15 MW of Energy at 5% Discount to LMP.
Note on BP194: Craig Kieny: WEC called back 2 MW of the contract beginning in June 2023. Unless agreed to by both parties, this will not come back to VEC.
Note on CG194: Kieny, Craig: 2023 Actuals
Note on CJ194: Kieny, Craig: Starting f1/2023 VEC began purchasing 5 MW at Fixed Price for Energy + RECs and 15 MW of Energy at 5% Discount to LMP.
Note on BP195: Craig Kieny: WEC called back 2 MW of the contract beginning in June 2023. Unless agreed to by both parties, this will not come back to VEC.
Note on CG195: Kieny, Craig: 2023 Actuals
Note on CJ195: Kieny, Craig: Starting f1/2023 VEC began purchasing 5 MW at Fixed Price for Energy + RECs and 15 MW of Energy at 5% Discount to LMP.
Note on BP196: Craig Kieny: WEC called back 2 MW of the contract beginning in June 2023. Unless agreed to by both parties, this will not come back to VEC.
Note on CG196: Kieny, Craig: 2023 Actuals
Note on CJ196: Kieny, Craig: Starting f1/2023 VEC began purchasing 5 MW at Fixed Price for Energy + RECs and 15 MW of Energy at 5% Discount to LMP.
Note on BP197: Craig Kieny: WEC called back 2 MW of the contract beginning in June 2023. Unless agreed to by both parties, this will not come back to VEC.
Note on CG197: Kieny, Craig: 2023 Actuals
Note on CJ197: Kieny, Craig: Starting f1/2023 VEC began purchasing 5 MW at Fixed Price for Energy + RECs and 15 MW of Energy at 5% Discount to LMP.
Note on BP198: Craig Kieny: WEC called back 2 MW of the contract beginning in June 2023. Unless agreed to by both parties, this will not come back to VEC.
Note on CG198: Kieny, Craig: 2023 Actuals
Note on CJ198: Kieny, Craig: Starting f1/2023 VEC began purchasing 5 MW at Fixed Price for Energy + RECs and 15 MW of Energy at 5% Discount to LMP.
Note on BP199: Craig Kieny: WEC called back 2 MW of the contract beginning in June 2023. Unless agreed to by both parties, this will not come back to VEC.
Note on CG199: Kieny, Craig: 2023 Actuals
Note on CJ199: Kieny, Craig: Starting f1/2023 VEC began purchasing 5 MW at Fixed Price for Energy + RECs and 15 MW of Energy at 5% Discount to LMP.
Note on BP200: Craig Kieny: WEC called back 2 MW of the contract beginning in June 2023. Unless agreed to by both parties, this will not come back to VEC.
Note on CJ200: Kieny, Craig: Starting f1/2023 VEC began purchasing 5 MW at Fixed Price for Energy + RECs and 15 MW of Energy at 5% Discount to LMP.
Note on BP201: Craig Kieny: WEC called back 2 MW of the contract beginning in June 2023. Unless agreed to by both parties, this will not come back to VEC.
Note on CJ201: Kieny, Craig: Starting f1/2023 VEC began purchasing 5 MW at Fixed Price for Energy + RECs and 15 MW of Energy at 5% Discount to LMP.
Note on BP202: Craig Kieny: WEC called back 2 MW of the contract beginning in June 2023. Unless agreed to by both parties, this will not come back to VEC.
Note on CJ202: Kieny, Craig: Starting f1/2023 VEC began purchasing 5 MW at Fixed Price for Energy + RECs and 15 MW of Energy at 5% Discount to LMP.
Note on BP203: Craig Kieny: WEC called back 2 MW of the contract beginning in June 2023. Unless agreed to by both parties, this will not come back to VEC.
Note on CJ203: Kieny, Craig: Starting f1/2023 VEC began purchasing 5 MW at Fixed Price for Energy + RECs and 15 MW of Energy at 5% Discount to LMP.
Note on BP204: Craig Kieny: WEC called back 2 MW of the contract beginning in June 2023. Unless agreed to by both parties, this will not come back to VEC.
Note on CJ204: Kieny, Craig: Starting f1/2023 VEC began purchasing 5 MW at Fixed Price for Energy + RECs and 15 MW of Energy at 5% Discount to LMP.
Note on BP205: Craig Kieny: WEC called back 2 MW of the contract beginning in June 2023. Unless agreed to by both parties, this will not come back to VEC.
Note on CJ205: Kieny, Craig: Starting f1/2023 VEC began purchasing 5 MW at Fixed Price for Energy + RECs and 15 MW of Energy at 5% Discount to LMP.
Note on BP206: Craig Kieny: WEC called back 2 MW of the contract beginning in June 2023. Unless agreed to by both parties, this will not come back to VEC.
Note on CJ206: Kieny, Craig: Starting f1/2023 VEC began purchasing 5 MW at Fixed Price for Energy + RECs and 15 MW of Energy at 5% Discount to LMP.
Note on BP207: Craig Kieny: WEC called back 2 MW of the contract beginning in June 2023. Unless agreed to by both parties, this will not come back to VEC.
Note on CJ207: Kieny, Craig: Starting f1/2023 VEC began purchasing 5 MW at Fixed Price for Energy + RECs and 15 MW of Energy at 5% Discount to LMP.
Note on BP208: Craig Kieny: WEC called back 2 MW of the contract beginning in June 2023. Unless agreed to by both parties, this will not come back to VEC.
Note on CJ208: Kieny, Craig: Starting f1/2023 VEC began purchasing 5 MW at Fixed Price for Energy + RECs and 15 MW of Energy at 5% Discount to LMP.
Note on BP209: Craig Kieny: WEC called back 2 MW of the contract beginning in June 2023. Unless agreed to by both parties, this will not come back to VEC.
Note on BZ209: Craig Kieny: Scheduled outage assumed.
Note on CJ209: Kieny, Craig: Starting f1/2023 VEC began purchasing 5 MW at Fixed Price for Energy + RECs and 15 MW of Energy at 5% Discount to LMP.
Note on BP210: Craig Kieny: WEC called back 2 MW of the contract beginning in June 2023. Unless agreed to by both parties, this will not come back to VEC.
Note on CJ210: Kieny, Craig: Starting f1/2023 VEC began purchasing 5 MW at Fixed Price for Energy + RECs and 15 MW of Energy at 5% Discount to LMP.
Note on BP211: Craig Kieny: WEC called back 2 MW of the contract beginning in June 2023. Unless agreed to by both parties, this will not come back to VEC.
Note on CJ211: Kieny, Craig: Starting f1/2023 VEC began purchasing 5 MW at Fixed Price for Energy + RECs and 15 MW of Energy at 5% Discount to LMP.
Note on AU212: Kieny, Craig: 2024 Actual deliveries
Note on AV212: Kieny, Craig: 2024 Actual deliveries
Note on BP212: Craig Kieny: WEC called back 2 MW of the contract beginning in June 2023. Unless agreed to by both parties, this will not come back to VEC.
Note on CJ212: Kieny, Craig: Starting f1/2023 VEC began purchasing 5 MW at Fixed Price for Energy + RECs and 15 MW of Energy at 5% Discount to LMP.
Note on AU213: Kieny, Craig: 2024 Actual deliveries
Note on AV213: Kieny, Craig: 2024 Actual deliveries
Note on BP213: Craig Kieny: WEC called back 2 MW of the contract beginning in June 2023. Unless agreed to by both parties, this will not come back to VEC.
Note on CJ213: Kieny, Craig: Starting f1/2023 VEC began purchasing 5 MW at Fixed Price for Energy + RECs and 15 MW of Energy at 5% Discount to LMP.
Note on AU214: Kieny, Craig: 2024 Actual deliveries
Note on AV214: Kieny, Craig: 2024 Actual deliveries
Note on BP214: Craig Kieny: WEC called back 2 MW of the contract beginning in June 2023. Unless agreed to by both parties, this will not come back to VEC.
Note on CJ214: Kieny, Craig: Starting f1/2023 VEC began purchasing 5 MW at Fixed Price for Energy + RECs and 15 MW of Energy at 5% Discount to LMP.
Note on AU215: Kieny, Craig: 2024 Actual deliveries
Note on AV215: Kieny, Craig: 2024 Actual deliveries
Note on BP215: Craig Kieny: WEC called back 2 MW of the contract beginning in June 2023. Unless agreed to by both parties, this will not come back to VEC.
Note on CJ215: Kieny, Craig: Starting f1/2023 VEC began purchasing 5 MW at Fixed Price for Energy + RECs and 15 MW of Energy at 5% Discount to LMP.
Note on AU216: Kieny, Craig: 2024 Actual deliveries
Note on AV216: Kieny, Craig: 2024 Actual deliveries
Note on BP216: Craig Kieny: WEC called back 2 MW of the contract beginning in June 2023. Unless agreed to by both parties, this will not come back to VEC.
Note on CJ216: Kieny, Craig: Starting f1/2023 VEC began purchasing 5 MW at Fixed Price for Energy + RECs and 15 MW of Energy at 5% Discount to LMP.
Note on AU217: Kieny, Craig: 2024 Actual deliveries
Note on AV217: Kieny, Craig: 2024 Actual deliveries
Note on BP217: Craig Kieny: WEC called back 2 MW of the contract beginning in June 2023. Unless agreed to by both parties, this will not come back to VEC.
Note on CJ217: Kieny, Craig: Starting f1/2023 VEC began purchasing 5 MW at Fixed Price for Energy + RECs and 15 MW of Energy at 5% Discount to LMP.
Note on AU218: Kieny, Craig: 2024 Actual deliveries
Note on AV218: Kieny, Craig: 2024 Actual deliveries
Note on BP218: Craig Kieny: WEC called back 2 MW of the contract beginning in June 2023. Unless agreed to by both parties, this will not come back to VEC.
Note on CJ218: Kieny, Craig: Starting f1/2023 VEC began purchasing 5 MW at Fixed Price for Energy + RECs and 15 MW of Energy at 5% Discount to LMP.
Note on AU219: Kieny, Craig: 2024 Actual deliveries
Note on AV219: Kieny, Craig: 2024 Actual deliveries
Note on BP219: Craig Kieny: WEC called back 2 MW of the contract beginning in June 2023. Unless agreed to by both parties, this will not come back to VEC.
Note on CJ219: Kieny, Craig: Starting f1/2023 VEC began purchasing 5 MW at Fixed Price for Energy + RECs and 15 MW of Energy at 5% Discount to LMP.
Note on AU220: Kieny, Craig: 2024 Actual deliveries
Note on AV220: Kieny, Craig: 2024 Actual deliveries
Note on BP220: Craig Kieny: WEC called back 2 MW of the contract beginning in June 2023. Unless agreed to by both parties, this will not come back to VEC.
Note on CJ220: Kieny, Craig: Starting f1/2023 VEC began purchasing 5 MW at Fixed Price for Energy + RECs and 15 MW of Energy at 5% Discount to LMP.
Note on AU221: Kieny, Craig: 2024 Actual deliveries
Note on AV221: Kieny, Craig: 2024 Actual deliveries
Note on BP221: Craig Kieny: WEC called back 2 MW of the contract beginning in June 2023. Unless agreed to by both parties, this will not come back to VEC.
Note on CJ221: Kieny, Craig: Starting f1/2023 VEC began purchasing 5 MW at Fixed Price for Energy + RECs and 15 MW of Energy at 5% Discount to LMP.
Note on AU222: Kieny, Craig: 2024 Actual deliveries
Note on AV222: Kieny, Craig: 2024 Actual deliveries
Note on BP222: Craig Kieny: WEC called back 2 MW of the contract beginning in June 2023. Unless agreed to by both parties, this will not come back to VEC.
Note on CJ222: Kieny, Craig: Starting f1/2023 VEC began purchasing 5 MW at Fixed Price for Energy + RECs and 15 MW of Energy at 5% Discount to LMP.
Note on AU223: Kieny, Craig: 2024 Actual deliveries
Note on AV223: Kieny, Craig: 2024 Actual deliveries
Note on BP223: Craig Kieny: WEC called back 2 MW of the contract beginning in June 2023. Unless agreed to by both parties, this will not come back to VEC.
Note on CJ223: Kieny, Craig: Starting f1/2023 VEC began purchasing 5 MW at Fixed Price for Energy + RECs and 15 MW of Energy at 5% Discount to LMP.
Note on BP224: Craig Kieny: WEC called back 2 MW of the contract beginning in June 2023. Unless agreed to by both parties, this will not come back to VEC.
Note on CJ224: Kieny, Craig: Starting 1/2026 VEC began purchasing 10 MW at Fixed Price for Energy + RECs and 10 MW of Energy at 5% Discount to LMP.
Note on BP225: Craig Kieny: WEC called back 2 MW of the contract beginning in June 2023. Unless agreed to by both parties, this will not come back to VEC.
Note on CJ225: Kieny, Craig: Starting 1/2026 VEC began purchasing 10 MW at Fixed Price for Energy + RECs and 10 MW of Energy at 5% Discount to LMP.
Note on BP226: Craig Kieny: WEC called back 2 MW of the contract beginning in June 2023. Unless agreed to by both parties, this will not come back to VEC.
Note on CJ226: Kieny, Craig: Starting 1/2026 VEC began purchasing 10 MW at Fixed Price for Energy + RECs and 10 MW of Energy at 5% Discount to LMP.
Note on BP227: Craig Kieny: WEC called back 2 MW of the contract beginning in June 2023. Unless agreed to by both parties, this will not come back to VEC.
Note on BZ227: Craig Kieny: Scheduled outage assumed.
Note on CJ227: Kieny, Craig: Starting 1/2026 VEC began purchasing 10 MW at Fixed Price for Energy + RECs and 10 MW of Energy at 5% Discount to LMP.
Note on BP228: Craig Kieny: WEC called back 2 MW of the contract beginning in June 2023. Unless agreed to by both parties, this will not come back to VEC.
Note on CJ228: Kieny, Craig: Starting 1/2026 VEC began purchasing 10 MW at Fixed Price for Energy + RECs and 10 MW of Energy at 5% Discount to LMP.
Note on BP229: Craig Kieny: WEC called back 2 MW of the contract beginning in June 2023. Unless agreed to by both parties, this will not come back to VEC.
Note on CJ229: Kieny, Craig: Starting 1/2026 VEC began purchasing 10 MW at Fixed Price for Energy + RECs and 10 MW of Energy at 5% Discount to LMP.
Note on BP230: Craig Kieny: WEC called back 2 MW of the contract beginning in June 2023. Unless agreed to by both parties, this will not come back to VEC.
Note on CJ230: Kieny, Craig: Starting 1/2026 VEC began purchasing 10 MW at Fixed Price for Energy + RECs and 10 MW of Energy at 5% Discount to LMP.
Note on BP231: Craig Kieny: WEC called back 2 MW of the contract beginning in June 2023. Unless agreed to by both parties, this will not come back to VEC.
Note on CJ231: Kieny, Craig: Starting 1/2026 VEC began purchasing 10 MW at Fixed Price for Energy + RECs and 10 MW of Energy at 5% Discount to LMP.
Note on BP232: Craig Kieny: WEC called back 2 MW of the contract beginning in June 2023. Unless agreed to by both parties, this will not come back to VEC.
Note on CJ232: Kieny, Craig: Starting 1/2026 VEC began purchasing 10 MW at Fixed Price for Energy + RECs and 10 MW of Energy at 5% Discount to LMP.
Note on BP233: Craig Kieny: WEC called back 2 MW of the contract beginning in June 2023. Unless agreed to by both parties, this will not come back to VEC.
Note on CJ233: Kieny, Craig: Starting 1/2026 VEC began purchasing 10 MW at Fixed Price for Energy + RECs and 10 MW of Energy at 5% Discount to LMP.
Note on BP234: Craig Kieny: WEC called back 2 MW of the contract beginning in June 2023. Unless agreed to by both parties, this will not come back to VEC.
Note on CJ234: Kieny, Craig: Starting 1/2026 VEC began purchasing 10 MW at Fixed Price for Energy + RECs and 10 MW of Energy at 5% Discount to LMP.
Note on BP235: Craig Kieny: WEC called back 2 MW of the contract beginning in June 2023. Unless agreed to by both parties, this will not come back to VEC.
Note on CJ235: Kieny, Craig: Starting 1/2026 VEC began purchasing 10 MW at Fixed Price for Energy + RECs and 10 MW of Energy at 5% Discount to LMP.
Note on BP236: Craig Kieny: WEC called back 2 MW of the contract beginning in June 2023. Unless agreed to by both parties, this will not come back to VEC.
Note on CJ236: Kieny, Craig: Starting 1/2026 VEC began purchasing 10 MW at Fixed Price for Energy + RECs and 10 MW of Energy at 5% Discount to LMP.
Note on BP237: Craig Kieny: WEC called back 2 MW of the contract beginning in June 2023. Unless agreed to by both parties, this will not come back to VEC.
Note on CJ237: Kieny, Craig: Starting 1/2026 VEC began purchasing 10 MW at Fixed Price for Energy + RECs and 10 MW of Energy at 5% Discount to LMP.
Note on BP238: Craig Kieny: WEC called back 2 MW of the contract beginning in June 2023. Unless agreed to by both parties, this will not come back to VEC.
Note on CJ238: Kieny, Craig: Starting 1/2026 VEC began purchasing 10 MW at Fixed Price for Energy + RECs and 10 MW of Energy at 5% Discount to LMP.
Note on BP239: Craig Kieny: WEC called back 2 MW of the contract beginning in June 2023. Unless agreed to by both parties, this will not come back to VEC.
Note on CJ239: Kieny, Craig: Starting 1/2026 VEC began purchasing 10 MW at Fixed Price for Energy + RECs and 10 MW of Energy at 5% Discount to LMP.
Note on BP240: Craig Kieny: WEC called back 2 MW of the contract beginning in June 2023. Unless agreed to by both parties, this will not come back to VEC.
Note on CJ240: Kieny, Craig: Starting 1/2026 VEC began purchasing 10 MW at Fixed Price for Energy + RECs and 10 MW of Energy at 5% Discount to LMP.
Note on BP241: Craig Kieny: WEC called back 2 MW of the contract beginning in June 2023. Unless agreed to by both parties, this will not come back to VEC.
Note on CJ241: Kieny, Craig: Starting 1/2026 VEC began purchasing 10 MW at Fixed Price for Energy + RECs and 10 MW of Energy at 5% Discount to LMP.
Note on BP242: Craig Kieny: WEC called back 2 MW of the contract beginning in June 2023. Unless agreed to by both parties, this will not come back to VEC.
Note on CJ242: Kieny, Craig: Starting 1/2026 VEC began purchasing 10 MW at Fixed Price for Energy + RECs and 10 MW of Energy at 5% Discount to LMP.
Note on BP243: Craig Kieny: WEC called back 2 MW of the contract beginning in June 2023. Unless agreed to by both parties, this will not come back to VEC.
Note on CJ243: Kieny, Craig: Starting 1/2026 VEC began purchasing 10 MW at Fixed Price for Energy + RECs and 10 MW of Energy at 5% Discount to LMP.
Note on BP244: Craig Kieny: WEC called back 2 MW of the contract beginning in June 2023. Unless agreed to by both parties, this will not come back to VEC.
Note on CJ244: Kieny, Craig: Starting 1/2026 VEC began purchasing 10 MW at Fixed Price for Energy + RECs and 10 MW of Energy at 5% Discount to LMP.
Note on BP245: Craig Kieny: WEC called back 2 MW of the contract beginning in June 2023. Unless agreed to by both parties, this will not come back to VEC.
Note on BZ245: Craig Kieny: Scheduled outage assumed.
Note on CJ245: Kieny, Craig: Starting 1/2026 VEC began purchasing 10 MW at Fixed Price for Energy + RECs and 10 MW of Energy at 5% Discount to LMP.
Note on BP246: Craig Kieny: WEC called back 2 MW of the contract beginning in June 2023. Unless agreed to by both parties, this will not come back to VEC.
Note on CJ246: Kieny, Craig: Starting 1/2026 VEC began purchasing 10 MW at Fixed Price for Energy + RECs and 10 MW of Energy at 5% Discount to LMP.
Note on BP247: Craig Kieny: WEC called back 2 MW of the contract beginning in June 2023. Unless agreed to by both parties, this will not come back to VEC.
Note on CJ247: Kieny, Craig: Starting 1/2026 VEC began purchasing 10 MW at Fixed Price for Energy + RECs and 10 MW of Energy at 5% Discount to LMP.
Note on BP248: Craig Kieny: WEC called back 2 MW of the contract beginning in June 2023. Unless agreed to by both parties, this will not come back to VEC.
Note on CJ248: Kieny, Craig: Starting 1/2026 VEC began purchasing 10 MW at Fixed Price for Energy + RECs and 10 MW of Energy at 5% Discount to LMP.
Note on BP249: Craig Kieny: WEC called back 2 MW of the contract beginning in June 2023. Unless agreed to by both parties, this will not come back to VEC.
Note on CJ249: Kieny, Craig: Starting 1/2026 VEC began purchasing 10 MW at Fixed Price for Energy + RECs and 10 MW of Energy at 5% Discount to LMP.
Note on BP250: Craig Kieny: WEC called back 2 MW of the contract beginning in June 2023. Unless agreed to by both parties, this will not come back to VEC.
Note on CJ250: Kieny, Craig: Starting 1/2026 VEC began purchasing 10 MW at Fixed Price for Energy + RECs and 10 MW of Energy at 5% Discount to LMP.
Note on BP251: Craig Kieny: WEC called back 2 MW of the contract beginning in June 2023. Unless agreed to by both parties, this will not come back to VEC.
Note on CJ251: Kieny, Craig: Starting 1/2026 VEC began purchasing 10 MW at Fixed Price for Energy + RECs and 10 MW of Energy at 5% Discount to LMP.
Note on BP252: Craig Kieny: WEC called back 2 MW of the contract beginning in June 2023. Unless agreed to by both parties, this will not come back to VEC.
Note on CJ252: Kieny, Craig: Starting 1/2026 VEC began purchasing 10 MW at Fixed Price for Energy + RECs and 10 MW of Energy at 5% Discount to LMP.
Note on BP253: Craig Kieny: WEC called back 2 MW of the contract beginning in June 2023. Unless agreed to by both parties, this will not come back to VEC.
Note on CJ253: Kieny, Craig: Starting 1/2026 VEC began purchasing 10 MW at Fixed Price for Energy + RECs and 10 MW of Energy at 5% Discount to LMP.
Note on BP254: Craig Kieny: WEC called back 2 MW of the contract beginning in June 2023. Unless agreed to by both parties, this will not come back to VEC.
Note on CJ254: Kieny, Craig: Starting 1/2026 VEC began purchasing 10 MW at Fixed Price for Energy + RECs and 10 MW of Energy at 5% Discount to LMP.
Note on BP255: Craig Kieny: WEC called back 2 MW of the contract beginning in June 2023. Unless agreed to by both parties, this will not come back to VEC.
Note on CJ255: Kieny, Craig: Starting 1/2026 VEC began purchasing 10 MW at Fixed Price for Energy + RECs and 10 MW of Energy at 5% Discount to LMP.
Note on BP256: Craig Kieny: WEC called back 2 MW of the contract beginning in June 2023. Unless agreed to by both parties, this will not come back to VEC.
Note on CJ256: Kieny, Craig: Starting 1/2026 VEC began purchasing 10 MW at Fixed Price for Energy + RECs and 10 MW of Energy at 5% Discount to LMP.
Note on BP257: Craig Kieny: WEC called back 2 MW of the contract beginning in June 2023. Unless agreed to by both parties, this will not come back to VEC.
Note on CJ257: Kieny, Craig: Starting 1/2026 VEC began purchasing 10 MW at Fixed Price for Energy + RECs and 10 MW of Energy at 5% Discount to LMP.
Note on BP258: Craig Kieny: WEC called back 2 MW of the contract beginning in June 2023. Unless agreed to by both parties, this will not come back to VEC.
Note on CJ258: Kieny, Craig: Starting 1/2026 VEC began purchasing 10 MW at Fixed Price for Energy + RECs and 10 MW of Energy at 5% Discount to LMP.
Note on BP259: Craig Kieny: WEC called back 2 MW of the contract beginning in June 2023. Unless agreed to by both parties, this will not come back to VEC.
Note on CJ259: Kieny, Craig: Starting 1/2026 VEC began purchasing 10 MW at Fixed Price for Energy + RECs and 10 MW of Energy at 5% Discount to LMP.
Note on BP260: Craig Kieny: WEC called back 2 MW of the contract beginning in June 2023. Unless agreed to by both parties, this will not come back to VEC.
Note on CJ260: Kieny, Craig: Starting 1/2026 VEC began purchasing 10 MW at Fixed Price for Energy + RECs and 10 MW of Energy at 5% Discount to LMP.
Note on BP261: Craig Kieny: WEC called back 2 MW of the contract beginning in June 2023. Unless agreed to by both parties, this will not come back to VEC.
Note on CJ261: Kieny, Craig: Starting 1/2026 VEC began purchasing 10 MW at Fixed Price for Energy + RECs and 10 MW of Energy at 5% Discount to LMP.
Note on BP262: Craig Kieny: WEC called back 2 MW of the contract beginning in June 2023. Unless agreed to by both parties, this will not come back to VEC.
Note on CJ262: Kieny, Craig: Starting 1/2026 VEC began purchasing 10 MW at Fixed Price for Energy + RECs and 10 MW of Energy at 5% Discount to LMP.
Note on BP263: Craig Kieny: WEC called back 2 MW of the contract beginning in June 2023. Unless agreed to by both parties, this will not come back to VEC.
Note on BZ263: Craig Kieny: Scheduled outage assumed.
Note on CJ263: Kieny, Craig: Starting 1/2026 VEC began purchasing 10 MW at Fixed Price for Energy + RECs and 10 MW of Energy at 5% Discount to LMP.
Note on BP264: Craig Kieny: WEC called back 2 MW of the contract beginning in June 2023. Unless agreed to by both parties, this will not come back to VEC.
Note on CJ264: Kieny, Craig: Starting 1/2026 VEC began purchasing 10 MW at Fixed Price for Energy + RECs and 10 MW of Energy at 5% Discount to LMP.
Note on BP265: Craig Kieny: WEC called back 2 MW of the contract beginning in June 2023. Unless agreed to by both parties, this will not come back to VEC.
Note on CJ265: Kieny, Craig: Starting 1/2026 VEC began purchasing 10 MW at Fixed Price for Energy + RECs and 10 MW of Energy at 5% Discount to LMP.
Note on BP266: Craig Kieny: WEC called back 2 MW of the contract beginning in June 2023. Unless agreed to by both parties, this will not come back to VEC.
Note on CJ266: Kieny, Craig: Starting 1/2026 VEC began purchasing 10 MW at Fixed Price for Energy + RECs and 10 MW of Energy at 5% Discount to LMP.
Note on BP267: Craig Kieny: WEC called back 2 MW of the contract beginning in June 2023. Unless agreed to by both parties, this will not come back to VEC.
Note on CJ267: Kieny, Craig: Starting 1/2026 VEC began purchasing 10 MW at Fixed Price for Energy + RECs and 10 MW of Energy at 5% Discount to LMP.
Note on BP268: Craig Kieny: WEC called back 2 MW of the contract beginning in June 2023. Unless agreed to by both parties, this will not come back to VEC.
Note on CJ268: Kieny, Craig: Starting 1/2026 VEC began purchasing 10 MW at Fixed Price for Energy + RECs and 10 MW of Energy at 5% Discount to LMP.
Note on BP269: Craig Kieny: WEC called back 2 MW of the contract beginning in June 2023. Unless agreed to by both parties, this will not come back to VEC.
Note on CJ269: Kieny, Craig: Starting 1/2026 VEC began purchasing 10 MW at Fixed Price for Energy + RECs and 10 MW of Energy at 5% Discount to LMP.
Note on BP270: Craig Kieny: WEC called back 2 MW of the contract beginning in June 2023. Unless agreed to by both parties, this will not come back to VEC.
Note on CJ270: Kieny, Craig: Starting 1/2026 VEC began purchasing 10 MW at Fixed Price for Energy + RECs and 10 MW of Energy at 5% Discount to LMP.
Note on BP271: Craig Kieny: WEC called back 2 MW of the contract beginning in June 2023. Unless agreed to by both parties, this will not come back to VEC.
Note on CJ271: Kieny, Craig: Starting 1/2026 VEC began purchasing 10 MW at Fixed Price for Energy + RECs and 10 MW of Energy at 5% Discount to LMP.
Note on BP272: Craig Kieny: WEC called back 2 MW of the contract beginning in June 2023. Unless agreed to by both parties, this will not come back to VEC.
Note on CJ272: Kieny, Craig: Starting 1/2026 VEC began purchasing 10 MW at Fixed Price for Energy + RECs and 10 MW of Energy at 5% Discount to LMP.
Note on BP273: Craig Kieny: WEC called back 2 MW of the contract beginning in June 2023. Unless agreed to by both parties, this will not come back to VEC.
Note on CJ273: Kieny, Craig: Starting 1/2026 VEC began purchasing 10 MW at Fixed Price for Energy + RECs and 10 MW of Energy at 5% Discount to LMP.
Note on BP274: Craig Kieny: WEC called back 2 MW of the contract beginning in June 2023. Unless agreed to by both parties, this will not come back to VEC.
Note on CJ274: Kieny, Craig: Starting 1/2026 VEC began purchasing 10 MW at Fixed Price for Energy + RECs and 10 MW of Energy at 5% Discount to LMP.
Note on BP275: Craig Kieny: WEC called back 2 MW of the contract beginning in June 2023. Unless agreed to by both parties, this will not come back to VEC.
Note on CJ275: Kieny, Craig: Starting 1/2026 VEC began purchasing 10 MW at Fixed Price for Energy + RECs and 10 MW of Energy at 5% Discount to LMP.
Note on BP276: Craig Kieny: WEC called back 2 MW of the contract beginning in June 2023. Unless agreed to by both parties, this will not come back to VEC.
Note on CJ276: Kieny, Craig: Starting 1/2026 VEC began purchasing 10 MW at Fixed Price for Energy + RECs and 10 MW of Energy at 5% Discount to LMP.
Note on BP277: Craig Kieny: WEC called back 2 MW of the contract beginning in June 2023. Unless agreed to by both parties, this will not come back to VEC.
Note on CJ277: Kieny, Craig: Starting 1/2026 VEC began purchasing 10 MW at Fixed Price for Energy + RECs and 10 MW of Energy at 5% Discount to LMP.
Note on BP278: Craig Kieny: WEC called back 2 MW of the contract beginning in June 2023. Unless agreed to by both parties, this will not come back to VEC.
Note on CJ278: Kieny, Craig: Starting 1/2026 VEC began purchasing 10 MW at Fixed Price for Energy + RECs and 10 MW of Energy at 5% Discount to LMP.
Note on BP279: Craig Kieny: WEC called back 2 MW of the contract beginning in June 2023. Unless agreed to by both parties, this will not come back to VEC.
Note on CJ279: Kieny, Craig: Starting 1/2026 VEC began purchasing 10 MW at Fixed Price for Energy + RECs and 10 MW of Energy at 5% Discount to LMP.
Note on BP280: Craig Kieny: WEC called back 2 MW of the contract beginning in June 2023. Unless agreed to by both parties, this will not come back to VEC.
Note on CJ280: Kieny, Craig: Starting 1/2026 VEC began purchasing 10 MW at Fixed Price for Energy + RECs and 10 MW of Energy at 5% Discount to LMP.
Note on BP281: Craig Kieny: WEC called back 2 MW of the contract beginning in June 2023. Unless agreed to by both parties, this will not come back to VEC.
Note on BZ281: Craig Kieny: Scheduled outage assumed.
Note on CJ281: Kieny, Craig: Starting 1/2026 VEC began purchasing 10 MW at Fixed Price for Energy + RECs and 10 MW of Energy at 5% Discount to LMP.
Note on BP282: Craig Kieny: WEC called back 2 MW of the contract beginning in June 2023. Unless agreed to by both parties, this will not come back to VEC.
Note on CJ282: Kieny, Craig: Starting 1/2026 VEC began purchasing 10 MW at Fixed Price for Energy + RECs and 10 MW of Energy at 5% Discount to LMP.
Note on BP283: Craig Kieny: WEC called back 2 MW of the contract beginning in June 2023. Unless agreed to by both parties, this will not come back to VEC.
Note on CJ283: Kieny, Craig: Starting 1/2026 VEC began purchasing 10 MW at Fixed Price for Energy + RECs and 10 MW of Energy at 5% Discount to LMP.
Note on BP284: Craig Kieny: WEC called back 2 MW of the contract beginning in June 2023. Unless agreed to by both parties, this will not come back to VEC.
Note on CJ284: Kieny, Craig: Starting 1/2026 VEC began purchasing 10 MW at Fixed Price for Energy + RECs and 10 MW of Energy at 5% Discount to LMP.
Note on BP285: Craig Kieny: WEC called back 2 MW of the contract beginning in June 2023. Unless agreed to by both parties, this will not come back to VEC.
Note on CJ285: Kieny, Craig: Starting 1/2026 VEC began purchasing 10 MW at Fixed Price for Energy + RECs and 10 MW of Energy at 5% Discount to LMP.
Note on BP286: Craig Kieny: WEC called back 2 MW of the contract beginning in June 2023. Unless agreed to by both parties, this will not come back to VEC.
Note on CJ286: Kieny, Craig: Starting 1/2026 VEC began purchasing 10 MW at Fixed Price for Energy + RECs and 10 MW of Energy at 5% Discount to LMP.
Note on BP287: Craig Kieny: WEC called back 2 MW of the contract beginning in June 2023. Unless agreed to by both parties, this will not come back to VEC.
Note on CJ287: Kieny, Craig: Starting 1/2026 VEC began purchasing 10 MW at Fixed Price for Energy + RECs and 10 MW of Energy at 5% Discount to LMP.
Note on BP288: Craig Kieny: WEC called back 2 MW of the contract beginning in June 2023. Unless agreed to by both parties, this will not come back to VEC.
Note on CJ288: Kieny, Craig: Starting 1/2026 VEC began purchasing 10 MW at Fixed Price for Energy + RECs and 10 MW of Energy at 5% Discount to LMP.
Note on BP289: Craig Kieny: WEC called back 2 MW of the contract beginning in June 2023. Unless agreed to by both parties, this will not come back to VEC.
Note on CJ289: Kieny, Craig: Starting 1/2026 VEC began purchasing 10 MW at Fixed Price for Energy + RECs and 10 MW of Energy at 5% Discount to LMP.
Note on BP290: Craig Kieny: WEC called back 2 MW of the contract beginning in June 2023. Unless agreed to by both parties, this will not come back to VEC.
Note on CJ290: Kieny, Craig: Starting 1/2026 VEC began purchasing 10 MW at Fixed Price for Energy + RECs and 10 MW of Energy at 5% Discount to LMP.
Note on BP291: Craig Kieny: WEC called back 2 MW of the contract beginning in June 2023. Unless agreed to by both parties, this will not come back to VEC.
Note on CJ291: Kieny, Craig: Starting 1/2026 VEC began purchasing 10 MW at Fixed Price for Energy + RECs and 10 MW of Energy at 5% Discount to LMP.
Note on BP292: Craig Kieny: WEC called back 2 MW of the contract beginning in June 2023. Unless agreed to by both parties, this will not come back to VEC.
Note on CJ292: Kieny, Craig: Starting 1/2026 VEC began purchasing 10 MW at Fixed Price for Energy + RECs and 10 MW of Energy at 5% Discount to LMP.
Note on BP293: Craig Kieny: WEC called back 2 MW of the contract beginning in June 2023. Unless agreed to by both parties, this will not come back to VEC.
Note on CJ293: Kieny, Craig: Starting 1/2026 VEC began purchasing 10 MW at Fixed Price for Energy + RECs and 10 MW of Energy at 5% Discount to LMP.
Note on BP294: Craig Kieny: WEC called back 2 MW of the contract beginning in June 2023. Unless agreed to by both parties, this will not come back to VEC.
Note on BP295: Craig Kieny: WEC called back 2 MW of the contract beginning in June 2023. Unless agreed to by both parties, this will not come back to VEC.
Note on BP296: Craig Kieny: WEC called back 2 MW of the contract beginning in June 2023. Unless agreed to by both parties, this will not come back to VEC.
Note on BP297: Craig Kieny: WEC called back 2 MW of the contract beginning in June 2023. Unless agreed to by both parties, this will not come back to VEC.
Note on BP298: Craig Kieny: WEC called back 2 MW of the contract beginning in June 2023. Unless agreed to by both parties, this will not come back to VEC.
Note on BP299: Craig Kieny: WEC called back 2 MW of the contract beginning in June 2023. Unless agreed to by both parties, this will not come back to VEC.
Note on BZ299: Craig Kieny: Scheduled outage assumed.
Note on BP300: Craig Kieny: WEC called back 2 MW of the contract beginning in June 2023. Unless agreed to by both parties, this will not come back to VEC.
Note on BP301: Craig Kieny: WEC called back 2 MW of the contract beginning in June 2023. Unless agreed to by both parties, this will not come back to VEC.
Note on BP302: Craig Kieny: WEC called back 2 MW of the contract beginning in June 2023. Unless agreed to by both parties, this will not come back to VEC.
Note on BP303: Craig Kieny: WEC called back 2 MW of the contract beginning in June 2023. Unless agreed to by both parties, this will not come back to VEC.
Note on BP304: Craig Kieny: WEC called back 2 MW of the contract beginning in June 2023. Unless agreed to by both parties, this will not come back to VEC.
Note on BP305: Craig Kieny: WEC called back 2 MW of the contract beginning in June 2023. Unless agreed to by both parties, this will not come back to VEC.
Note on BP306: Craig Kieny: WEC called back 2 MW of the contract beginning in June 2023. Unless agreed to by both parties, this will not come back to VEC.
Note on BP307: Craig Kieny: WEC called back 2 MW of the contract beginning in June 2023. Unless agreed to by both parties, this will not come back to VEC.
Note on BZ317: Craig Kieny: Scheduled outage assumed.

## Annual Energy Data
Carbon Free | [23 empty] | 1 | 1 | 1 | 1 | 1 | 1 | 1 | 1 | 1 | 1 | 1 | 0 | 0 | 1 | 1 | 1 | 1 | 1 | 1 | 1 | 0 | 1 | 1 | 1 | 1 | 1 | 0 | 1 | 1 | 1 | 1 | 1 | 1 | 1 | 1 | 1 | 1 | 1 | 1 | 0 | 0 | 0 | 0 | 0 | 1 | 1 | 1 | 0 | 0 | [10 empty] | 0 | 0 | 0 | 0 | 0 | 0 | 0 | 0 | 0
Renewable | [23 empty] | 1 | 1 | 1 | 1 | 1 | 1 | 1 | 1 | 1 | 1 | 1 | 0 | 0 | 1 | 1 | 1 | 1 | 1 | 1 | 1 | 0 | 1 | 1 | 1 | 1 | 1 | 0 | 1 | 1 | 1 | 1 | 1 | 1 | 1 | 1 | 1 | 1 | 1 | 0 | 0 | 0 | 0 | 0 | 0 | 1 | 1 | 1 | 0 | 0 | [10 empty] | 0 | 0 | 0 | 0 | 0 | 0 | 0 | 0 | 0
[24 empty] | TRUE | TRUE | TRUE | TRUE | TRUE | TRUE | TRUE | TRUE | TRUE | TRUE | TRUE | TRUE | TRUE | TRUE | TRUE | TRUE | TRUE | TRUE | TRUE | TRUE | TRUE | TRUE | TRUE | TRUE | TRUE | TRUE | TRUE | TRUE | TRUE | TRUE | TRUE | TRUE | TRUE | TRUE | TRUE | TRUE | FALSE | TRUE | TRUE | TRUE | TRUE | TRUE | TRUE | TRUE | TRUE | TRUE | TRUE | TRUE | TRUE
Equation | [23 empty] | Tier 1 | Tier 1 | Tier 1 | Tier 1 | Tier 1 | Tier 1 | Tier 1 | Tier 1 | Tier 1 | Tier 1 | Tier 1 | Tier 1 | Tier 1 | Tier 1 | Tier 1 | Tier 1 | Tier 1 | Tier 2 | Tier 2 | Tier 2 | Non-Renewable | Tier 2 | Tier 2 | Tier 2 | Tier 2 | Tier 2 | Non-Renewable | Tier 2 | Tier 2 | Tier 2 | Tier 1 | Tier 2 | Tier 2 | Tier 2 | Tier 2 | Tier 2 | Tier 2 | 0 | Carbon Free | Non-Renewable | Non-Renewable | Non-Renewable | Non-Renewable | Non-Renewable | Tier 1 | Tier 1 | Tier 1 | Non-Renewable | 0 | [10 empty] | Tier 2 | Tier 2 | Tier 2 | Tier 2 | Tier 2 | Tier 2 | Tier 2 | Tier 2 | Tier 2
Input | [29 empty] | #VALUE! | #VALUE! | [22 empty] | #REF! | [39 empty] | POST TIER III SHORTALL (EXCESS)
[24 empty] | Hydro | Hydro | Hydro | Hydro | Hydro | Hydro | Hydro | Hydro | Hydro | Hydro | Hydro | Hydro | Hydro | Wood | Hydro | [15 empty] | 0 | 0 |  | 0 | 0 | 0 | 0 | 0 | 0.975 | 0 | 0 |  | 0 | [48 empty] | 1 | %Carbon Free | %Carbon Free | %Carbon Free | [8 empty] | Post-Tier 3 Hedge % - Existing Resources
Year | Underlying Base High Forecast for 2022 IRP - Pre DSM and Tier III | Underlying Base Load Forecast for 2025 IRP - Pre DSM and Tier III | Underlying Base Low Forecast for 2022 IRP - Pre DSM and Tier III | Low DSM Impact | Base DSM Impact | High DSM Impact | Total Net Metering Forecast | Pre-Tier 3 High Forecast -High DSM Net Load Forecast | Pre-Tier 3 High Forecast - Base DSM Net Load Forecast | Pre Tier 3 High Forecast - Low DSM Net Load Forecast | Pre-Tier 3 Base Forecast - High DSM High NM Net Load Forecast | Pre-Tier 3 Base Forecast - Base DSM Base NM Net Load Forecast | Pre-Tier 3 Base Forecast - Low DSM Low NM Net Load Forecast | Pre-Tier 3 Low Forecast - High DSM Net Load Forecast | Pre-Tier 3 Low Forcast - Base DSM Net Load Forecast | Pre-Tier 3 Low Forecast - Low DSM Net Load Forecast | VELCO EV and VELCO CCHP Tier III Load Growth | CAP EV and CAP CCHP Tier III Load Growth | VEC Historic EV and EVT CCHP Tier III Load Growth | VELCO Forecast | Climate Action Plan Forecast | VEC Forecast | Average of High and Low | HQ B | HQ C-1 | HQ C-2 | HQ C-3 | HQ 2021-2023 | HQUS 11/2012 - 10/2020 | HQUS 11/2020 - 10/2030 | HQUS 11/2030 - 10/2035 | HQUS 11/2035 - 10/2038 | St Lawrence | Niagara | Delvin Warner | Arlon Warner | Ryegate | VEPPI | Kingdom Wind | Sheffield - Fixed Price | Standard Offer - Pre-July 2015 On-Line Date Solar | Standard Offer - Pre-July 2015 On-Line Date Biomass | Standard Offer - Pre-July 2015 On-Line Date Wind | Standard Offer - Pre-July 2015 On-Line Date Farm Methane | Standard Offer - Pre-July 2015 On-Line Date LFG | Standard Offer - Pre-July 2015 On-Line Date Hydro | Standard Offer - Post-June 2015 On-Line Date Solar | Standard Offer - Post-June 2015 On-Line Date Biomass | Standard Offer - Post-June 2015 On-Line Date Wind | Standard Offer - Post-June 2015 On-Line Date Farm Methane | Standard Offer - Post-June 2015 On-Line Date LFG | Standard Offer - Post-June 2015 On-Line Date Hydro | Standard Offer - Post-June 2015 On-Line Date Food Waste | WEC- HQUS | Alburgh Solar | Magee Hill Solar | Grand Isle Solar | Jericho - Gravel Pit Solar | Jericho - Landfill Solar | Net Metering as Resource | Committed Resource H | Next Era - Seabrook | NextEra 2022-2025 | Exelon | BP Energy | VPPSA Peaker | EDF Trading | Newport Hydro | Howard Wind | Brookfield Hydro | Committed Resource L | Sheffield 5% Discount | Total Existing Resources | High Forecast - High DSM Net Load Forecast Shortfall (Excess) | High Forecast - Base DSM Net Load Forecast Shortfall (Excess) | High Forecast - Low DSM Net Load Forecast Shortfall (Excess) | Base Forecast - High DSM Net Load Forecast Shortfall (Excess) | Base Forecast - Base DSM Net Load Forecast Shortfall (Excess) | Base Forecast - Low DSM Net Load Forecast Shortfall (Excess) | Low Forecast - High DSM Net Load Forecast Shortfall (Excess) | Low Forecast - Base DSM Net Load Forecast Shortfall (Excess) | Low Forecast - Low DSM Net Load Forecast Shortfall (Excess) | Proposed New Tier 2 Renewable A | Proposed New Tier 2 Renewable B | Proposed New Tier 2 Renewable C | Proposed New Tier 2 Renewable D | Proposed New Tier 2 Renewable E | Proposed New Tier 2 Renewable F | Proposed New Tier 2 Renewable G | Proposed New Tier 2 Renewable H | Proposed New Tier 2 Renewable I | Total Pending Resources | Total Resources Existing + Pending | High Forecast - High DSM Net Load Forecast Shortfall (Excess) | High Forecast - Base DSM Net Load Forecast Shortfall (Excess) | High Forecast - Low DSM Net Load Forecast Shortfall (Excess) | Base Forecast - High DSM Net Load Forecast Shortfall (Excess) | Base Forecast - Base DSM Net Load Forecast Shortfall (Excess) | Base Forecast - Low DSM Net Load Forecast Shortfall (Excess) | Low Forecast - High DSM Net Load Forecast Shortfall (Excess) | Low Forecast - Base DSM Net Load Forecast Shortfall (Excess) | Low Forecast - Low DSM Net Load Forecast Shortfall (Excess) | High Forecast - High DSM Net Load Forecast % Shortfall (Excess) | High Forecast - Base DSM Net Load Forecast % Shortfall (Excess) | High Forecast - Low DSM Net Load Forecast % Shortfall (Excess) | Base Forecast - High DSM Net Load Forecast % Shortfall (Excess) | Base Forecast - Base DSM Net Load Forecast % Shortfall (Excess) | Base Forecast - Low DSM Net Load Forecast % Shortfall (Excess) | Low Forecast - High DSM Net Load Forecast % Shortfall (Excess) | Low Forecast - Base DSM Net Load Forecast % Shortfall (Excess) | Low Forecast - Low DSM Net Load Forecast % Shortfall (Excess) | Carbon Free Shortfall (Climate Action Plan Forecast) | Carbon Free Shortfall (VEC Forecast) | Carbon Free Shortfall (VELCO Forecast) | Carbon Free MWH | VELCO Forecast | Climate Action Plan Forecast | VEC Forecast | Renewable Shortfall MWh (VEC Forecast) | Renewable MWh | VELCO Forecast | Climate Action Plan Forecast | VEC Forecast | Pre-Tier 3 Base Forecast Hedge % | Climate Action Plan Forecast | VEC Forecast | VELCO Forecast |  | Tier 2 MWh - Existing NM | Tier 2 MWh - Existing + New NM | % Renew VEC EV and CAP CCHP Load Forecast | % Renew CAP EV and CAP CCHP Load Forecast | % Renew VEC EV and EVT CCHP Load Forecast
2008 | 0 | 0 | 0 | 0 | 0 | 0 |  | #N/A | #N/A | #N/A | #N/A | #N/A | #N/A | #N/A | #N/A | #N/A | 0 | 0 | 0 |  |  |  |  | 0 | 0 | 0 | 0 | 0 | 0 | 0 | 0 | 0 | 28830.7462 | 809.497 | 83.6218 | 35.5263 | 0 | 27184.1107 | 0 | 0 | 0 | 0 | 0 | 0 | 0 | 0 | 0 | 0 | 0 | 0 | 0 | 0 | 0 | 0 | 0 | 280.1812 | 76380 | 40626 | 43920 | 0 | 0 | 0 | 0 | 0 | 0 | 0 | 0 | 0 | 0 | 0 | 0 | 0 | #N/A | #N/A | #N/A | #N/A | #N/A | #N/A | #N/A | #N/A | #N/A | #N/A | 0 | 0 | 0 | 0 | 0 | 0 | 0 | 0 | 0 | #N/A | #N/A | #N/A | #N/A | #N/A | #N/A | #N/A | #N/A | #N/A | #N/A | #N/A
#N/A | 0 | 0 | 0 | 0 | 0 | 0 |  | #N/A | #N/A | #N/A | #N/A | #N/A | #N/A | #N/A | #N/A | #N/A | 0 | 0 | 0 |  |  |  |  | 0 | 0 | 0 | 0 | 0 | 0 | 0 | 0 | 0 | 28830.7462 | 809.497 | 83.6218 | 35.5263 | 0 | 25796.4409 | 0 | 0 | 0 | 0 | 0 | 0 | 0 | 0 | 0 | 0 | 0 | 0 | 0 | 0 | 0 | 0 | 0 | 1773.9 | 83220 | 40515 | 43800 | 0 | 0 | 0 | 0 | 0 | 0 | 0 | 0 | 0 | 0 | 0 | 0 | 0 | #N/A | #N/A | #N/A | #N/A | #N/A | #N/A | #N/A | #N/A | #N/A | #N/A | 0 | 0 | 0 | 0 | 0 | 0 | 0 | 0 | 0 | #N/A | #N/A | #N/A | #N/A | #N/A | #N/A | #N/A | #N/A | #N/A | #N/A | #N/A
#N/A | 0 | 0 | 0 | 0 | 0 | 0 |  | 0 | 0 | 0 | 0 | 0 | 0 | 0 | 0 | 0 | 0 | 0 | 0 |  |  |  |  | 0 | 0 | 0 | 0 | 0 | 0 | 0 | 0 | 0 | 0 | 0 | 0 | 0 | 0 | 0 | 0 | 0 | 0 | 0 | 0 | 0 | 0 | 0 | 0 | 0 | 0 | 0 | 0 | 0 | 0 | 0 | 0 | 0 | 0 | 0 | 0 | 0 | 0 | 0 | 0 | 0 | 0 | 0 | 0 | 0 | 0 | 0 | 0 | 0 | 0 | 0 | 0 | 0 | 0 | 0 | 0 | 0 | 0 | 0 | 0 | 0 | 0 | 0 | 0 | 0 | 0 | 0 | 0 | 0 | 0 | #N/A | #N/A | #N/A | #N/A | #N/A | #N/A | #N/A | #N/A | #N/A
2011 | [124 empty] | #DIV/0! | #DIV/0! | #DIV/0!
2012 | [124 empty] | #DIV/0! | #DIV/0! | #DIV/0!
2013 | [124 empty] | #DIV/0! | #DIV/0! | #DIV/0!
2014 | [124 empty] | #DIV/0! | #DIV/0! | #DIV/0!
2015 | [124 empty] | #DIV/0! | #DIV/0! | #DIV/0! | [6 empty] | Resource | Assumed Start Date | Assumed End Date | Typical Annual MWh | VT RES Tier Qualification
2016 | [123 empty] | #DIV/0! | #DIV/0! | #DIV/0! | #DIV/0! | [6 empty] | HQ Schedule B | 2016-01-01 | 2020-10-31 | #DIV/0! | Tier 1
2017 | [123 empty] | #DIV/0! | #DIV/0! | #DIV/0! | #DIV/0! | [6 empty] | HQUS | 2016-01-01 | 2038-10-31 |  | Tier 1
2018 | 0 | 0 | 0 | 0 | 0 | 0 | 0 | 0 | 0 | 0 | 0 | 0 | 0 | 0 | 0 | 0 | 0 | 0 | 0 | 0 | 0 | 0 | 0.026667 | 0 | 0 | 0 | 0 | 0 | 99280 | 0 | 0 | 0 | 905.798 | 40012.246 | 34.1624 | 80.3699 | 13608.5825 | 4024.1273 | 19193.496 | 22207.9105 | 0 | 0 | 0 | 0 | 0 | 0 | 0 | 0 | 0 | 0 | 0 | 0 | 0 | 23360 | 1563.5555 | 2042.4463 | 7391.9242 | 0 | 0 |  | 0 | 78156 | 43800 | 54595 | 0 | 0 | 0 | 0 | 0 | 0 | 0 | 22207.9105 | 410255.6187 | -410255.6187 | -410255.6187 | -410255.6187 | -410255.6187 | -410255.6187 | -410255.6187 | -410255.6187 | -410255.6187 | -410255.6187 | 0 | 0 | 0 | 0 | 0 | 0 | 0 | 0 | 0 | 0 | 410255.6187 | -410255.6187 | -410255.6187 | -410255.6187 | -410255.6187 | -410255.6187 | -410255.6187 | -410255.6187 | -410255.6187 | -410255.6187 |  |  |  |  | #DIV/0! | [16 empty] | #DIV/0! | #DIV/0! | #DIV/0! | #DIV/0! | [6 empty] | HQUS - WEC | 2016-11-01 | 2014-12-31 |  | Tier 1
2019 | 0 | 0 | 0 | 0 | 0 | 0 | 0 | 0 | 0 | 0 | 0 | 0 | 0 | 0 | 0 | 0 | 0 | 0 | 0 | 0 | 0 | 0 | 0.033333 | 0 | 0 | 0 | 0 | 0 | 99280 | 0 | 0 | 0 | 1050.204 | 39981.139 | 34.4203 | 81.3669 | 13621.0438 | 2253.1417 | 21852.8181 | 21870.6015 | 0 | 0 | 0 | 0 | 0 | 0 | 0 | 0 | 0 | 0 | 0 | 0 | 0 | 23360 | 1555.7378 | 2032.234 | 7354.9646 | 104.2784 | 110.3065 | 0 | 0 | 85410 | 43800 | 43800 | 0 | 48.62 | 0 | 0 | 0 | 0 | 0 | 21870.6015 | 407600.8764 | -407600.8764 | -407600.8764 | -407600.8764 | -407600.8764 | -407600.8764 | -407600.8764 | -407600.8764 | -407600.8764 | -407600.8764 | 0 | 0 | 0 | 0 | 0 | 0 | 0 | 0 | 0 | 0 | 407600.8764 | -407600.8764 | -407600.8764 | -407600.8764 | -407600.8764 | -407600.8764 | -407600.8764 | -407600.8764 | -407600.8764 | -407600.8764 |  |  |  |  | #DIV/0! | [16 empty] | #DIV/0! | #DIV/0! | #DIV/0! | #DIV/0! | [6 empty] | NYPA | 2016-01-01 | 2035-12-31 | 32759 | Tier 1
2020 | 0 | 0 | 0 | 0 | 0 | 0 | 0 | 0 | 0 | 0 | 0 | 0 | 0 | 0 | 0 | 0 | 0 | 0 | 0 | 0 | 0 | 0 | 0.04 | 0 | 0 | 0 | 0 | 0 | 82960 | 19520 | 0 | 0 | 1050.204 | 39981.139 | 34.4203 | 81.3669 | 13621.0438 | 2203.9268 | 21852.8181 | 21870.6015 | 0 | 0 | 0 | 0 | 0 | 0 | 0 | 0 | 0 | 0 | 0 | 0 | 0 | 23424 | 1547.9591 | 2022.0729 | 7318.1897 | 2496.0634 | 2730.1973 | 0 | 0 | 78624 | 43920 | 43920 | 0 | 48.62 | 0 | 1609 | 0 | 0 | 0 | 21870.6015 | 410835.6227 | -410835.6227 | -410835.6227 | -410835.6227 | -410835.6227 | -410835.6227 | -410835.6227 | -410835.6227 | -410835.6227 | -410835.6227 | 0 | 0 | 0 | 0 | 0 | 0 | 0 | 0 | 0 | 0 | 410835.6227 | -410835.6227 | -410835.6227 | -410835.6227 | -410835.6227 | -410835.6227 | -410835.6227 | -410835.6227 | -410835.6227 | -410835.6227 |  |  |  |  | #DIV/0! | [16 empty] | #DIV/0! | #DIV/0! | #DIV/0! | #DIV/0! | [6 empty] | Ryegate | 2016-01-01 |  | 13449 | Tier 1
2021 | 0 | 0 | 0 | 0 | 0 | 0 | 0 | 0 | 0 | 0 | 0 | 0 | 0 | 0 | 0 | 0 | 0 | 0 | 0 | 0 | 0 | 0 | 0.046667 | 0 | 0 | 0 | 0 | 0 | 0 | 116800 | 0 | 0 | 1050.204 | 39981.139 | 34.4203 | 81.3669 | 13621.0438 | 0 | 21852.8181 | 17159.5815 | 0 | 0 | 0 | 0 | 0 | 0 | 0 | 0 | 0 | 0 | 0 | 0 | 0 | 23360 | 1540.2193 | 2011.9625 | 7281.5988 | 2483.5831 | 2716.5463 | 0 | 0 | 78156 | 0 | 0 | 0 | 48.62 | 0 | 8618 | 0 | 0 | 0 | 26397.3364 | 336797.1035 | -336797.1035 | -336797.1035 | -336797.1035 | -336797.1035 | -336797.1035 | -336797.1035 | -336797.1035 | -336797.1035 | -336797.1035 | 0 | 0 | 0 | 0 | 0 | 0 | 0 | 0 | 0 | 0 | 336797.1035 | -336797.1035 | -336797.1035 | -336797.1035 | -336797.1035 | -336797.1035 | -336797.1035 | -336797.1035 | -336797.1035 | -336797.1035 |  |  |  |  | #DIV/0! | [16 empty] | #DIV/0! | #DIV/0! | #DIV/0! | #DIV/0! | [6 empty] | Kingdom Community Wind | 2016-01-01 | 2037-12-31 | 23571 | Tier 1
2022 | 0 | 0 | 0 | 0 | 0 | 0 | 0 | 0 | 0 | 0 | 0 | 0 | 0 | 0 | 0 | 0 | 0 | 0 | 0 | 0 | 0 | 0 | 0 | 0 | 0 | 0 | 0 | 39408 | 0 | 116800 | 0 | 0 | 844.506 | 45143.097 | 37.3087 | 80.6857 | 13626.1013 | 0 | 21326.282 | 0 | 5104.8328 | 160.9814 | 0 | 2222.0486 | 0 | 631.4703 | 6117.6693 | 0 | 9.9618 | 0 | 0 | 475.5949 | 1564.1923 | 23360 | 1532.5182 | 2001.9027 | 7245.1908 | 2482.2027 | 2723.0292 | 0 | 0 | 85410 | 18282.3 | 0 | 0 | 52.5361 | 0 | 15293 | 0 | 0 | 0 | 31289.87 | 411935.4119 | -411935.4119 | -411935.4119 | -411935.4119 | -411935.4119 | -411935.4119 | -411935.4119 | -411935.4119 | -411935.4119 | -411935.4119 | 0 | 0 | 0 | 0 | 0 | 0 | 0 | 0 | 0 | 0 | 411935.4119 | -411935.4119 | -411935.4119 | -411935.4119 | -411935.4119 | -411935.4119 | -411935.4119 | -411935.4119 | -411935.4119 | -411935.4119 |  |  |  |  | #DIV/0! | [16 empty] | #DIV/0! | #DIV/0! | #DIV/0! | #DIV/0! | [6 empty] | Sheffield - Fixed Price Contract | 2016-01-01 | 2021-10-20 | 23652 | Tier 1
2023 | 0 | 0 | 0 | 0 | 0 | 0 | 0 | 0 | 0 | 0 | 0 | 0 | 0 | 0 | 0 | 0 | 0 | 0 | 0 | 0 | 0 | 0 | 0 | 0 | 0 | 0 | 0 | 39408 | 0 | 116800 | 0 | 0 | 844.506 | 45143.097 | 37.3087 | 80.6857 | 13626.1013 | 0 | 21326.282 | 7822.4675 | 5104.8328 | 160.9814 | 0 | 2222.0486 | 0 | 631.4703 | 10172.1339 | 0 | 196.446 | 0 | 0 | 475.5949 | 2363.8842 | 16512 | 1524.8556 | 1991.8932 | 7208.9648 | 2469.7917 | 2709.414 | 0 | 0 | 78390 | 41878.1 | 0 | 0 | 52.5361 | 0 | 18843 | 39560 | 0 | 0 | 23467.4025 | 477556.3958 | -477556.3958 | -477556.3958 | -477556.3958 | -477556.3958 | -477556.3958 | -477556.3958 | -477556.3958 | -477556.3958 | -477556.3958 | 0 | 0 | 0 | 0 | 0 | 0 | 0 | 0 | 0 | 0 | 477556.3958 | -477556.3958 | -477556.3958 | -477556.3958 | -477556.3958 | -477556.3958 | -477556.3958 | -477556.3958 | -477556.3958 | -477556.3958 |  |  |  |  | #DIV/0! | [16 empty] | #DIV/0! | #DIV/0! | #DIV/0! | #DIV/0! | [6 empty] | Standard Offer Projects - Pre-7/2015 | 2015-06-30 | 2035-12-31 | 12955 | Tier 1
2024 | 0 | 0 | 0 | 0 | 0 | 0 | 0 | 0 | 0 | 0 | 0 | 0 | 0 | 0 | 0 | 0 | 0 | 0 | 0 | 0 | 0 | 0 | 0 | 0 | 0 | 0 | 0 | 0 | 0 | 117120 | 0 | 0 | 844.506 | 45143.097 | 24.1702 | 50.3773 | 13626.1013 | 0 | 21326.282 | 7822.4675 | 5104.8328 | 160.9814 | 0 | 2222.0486 | 0 | 631.4703 | 12113.6504 | 0 | 196.446 | 0 | 0 | 475.5949 | 2498.2506 | 11712 | 1517.2313 | 1981.9337 | 7172.92 | 2457.4427 | 2695.867 | 0 | 0 | 78390 | 61837.3 | 0 | 0 | 52.5361 | 0 | 14251.3333 | 39560 | 0 | 0 | 23467.4025 | 450988.8407 | -450988.8407 | -450988.8407 | -450988.8407 | -450988.8407 | -450988.8407 | -450988.8407 | -450988.8407 | -450988.8407 | -450988.8407 | 0 | 0 | 0 | 0 | 0 | 0 | 0 | 0 | 0 | 0 | 450988.8407 | -450988.8407 | -450988.8407 | -450988.8407 | -450988.8407 | -450988.8407 | -450988.8407 | -450988.8407 | -450988.8407 | -450988.8407 |  |  |  |  | #DIV/0! | [5 empty] | -386802.4084 |  | 386802.4084 | #DIV/0! | #DIV/0! | #DIV/0! | -308412.4084 | 308412.4084 | #DIV/0! | #DIV/0! | #DIV/0! | #DIV/0! | #DIV/0! | #DIV/0! | #DIV/0! |  | #VALUE! | #VALUE! | #VALUE! | #VALUE! | #VALUE! | Standard Offer Projects - Post 6/2015 | 7/1/2015 + | 2015-12-31 |  | Tier 2
2025 | 505584.2663 | 505584.2663 | 505584.2663 | 2993.2012 | 2993.2012 | 2993.2012 | 41898.1279 | 490021.6267 | 490021.6267 | 490021.6267 | 502408.9767 | 502408.9767 | 502408.9767 | 490021.6267 | 490021.6267 | 490021.6267 | 14450.5813 | 23600.7045 | 3384.6941 | 516859.558 | 526009.6812 | 505793.6708 | 515901.676 | 0 | 0 | 0 | 0 | 0 | 0 | 116800 | 0 | 0 | 1269.216 | 37813.129 | 0 | 0 | 13626.1013 | 0 | 21326.282 | 7822.4675 | 5104.8328 | 160.9814 | 0 | 2222.0486 | 0 | 631.4703 | 12950.9545 | 0 | 196.446 | 0 | 0 | 475.5949 | 2498.2506 | 11680 | 1509.6452 | 1972.024 | 7137.0554 | 2445.1555 | 2682.3876 | 29328.6895 | 0 | 85410 | 61570.9 | 0 | 0 | 52.5361 | 0 | 14251.3333 | 39560 | 0 | 0 | 23467.4025 | 480497.5017 | 33124.8294 | 33124.8294 | 33124.8294 | 36362.0562 | 45512.1795 | 25296.1691 | 33124.8294 | 33124.8294 | 33124.8294 | 0 | 0 | 0 | 0 | 0 | 0 | 0 | 0 | 0 | 0 | 480497.5017 | 33124.8294 | 33124.8294 | 33124.8294 | 36362.0562 | 45512.1795 | 25296.1691 | 33124.8294 | 33124.8294 | 33124.8294 |  |  |  |  | 8.652% | [5 empty] | 89141.6539 |  | 416652.017 | 80.61% | 79.21% | 82.38% | 174551.6539 | 331242.017 | 64.09% | 62.97% | 65.49% | 95.64% | 91.35% | 95% | 92.96% |  | #VALUE! | #VALUE! | #VALUE! | #VALUE! | #VALUE! | Sunda Phase I |  |  |  | Tier 2
2026 | 507953.4663 | 507953.4663 | 507953.4663 | 8523.0113 | 8523.0113 | 8523.0113 | 43537.0457 | 486369.3413 | 486369.3413 | 486369.3413 | 498756.6914 | 498756.6914 | 498756.6914 | 486369.3413 | 486369.3413 | 486369.3413 | 35647.3959 | 52362.5491 | 10290.672 | 534404.0873 | 551119.2405 | 509047.3634 | 530083.3019 | 0 | 0 | 0 | 0 | 0 | 0 | 116800 | 0 | 0 | 1269.216 | 37813.129 | 0 | 0 | 13626.1013 | 0 | 21326.282 | 15644.935 | 5104.8328 | 160.9814 | 0 | 2222.0486 | 0 | 631.4703 | 12950.9545 | 0 | 196.446 | 0 | 0 | 475.5949 | 2498.2506 | 11680 | 1502.0969 | 1962.1639 | 7101.3701 | 2432.9297 | 2668.9757 | 30475.932 | 0 | 78390 | 0 | 0 | 0 | 52.5361 | 0 | 14251.3333 | 39560 | 64928 | 0 | 15644.935 | 485725.5804 | 53006.3101 | 53006.3101 | 53006.3101 | 48678.5069 | 65393.6601 | 23321.783 | 53006.3101 | 53006.3101 | 53006.3101 | 0 | 0 | 0 | 0 | 0 | 0 | 0 | 0 | 0 | 0 | 485725.5804 | 53006.3101 | 53006.3101 | 53006.3101 | 48678.5069 | 65393.6601 | 23321.783 | 53006.3101 | 53006.3101 | 53006.3101 |  |  |  |  | 11.87% |  |  |  |  | 67668.2449 | 25596.3678 | 50953.0917 | 483450.9956 | 90.47% | 87.72% | 94.97% | 103986.3678 | 405060.9956 | 75.8% | 73.5% | 79.57% | 97.39% | 88.13% | 95.42% | 90.89% |  | #VALUE! | #VALUE! | #VALUE! | #VALUE! | #VALUE! | Sunda Phase II |  |  |  | Tier 2
2027 | 510322.6663 | 510322.6663 | 510322.6663 | 14219.1851 | 14219.1851 | 14219.1851 | 45007.7802 | 482601.1471 | 482601.1471 | 482601.1471 | 494988.4971 | 494988.4971 | 494988.4971 | 482601.1471 | 482601.1471 | 482601.1471 | 52492.7719 | 66812.7029 | 18033.2513 | 547481.269 | 561801.2001 | 513021.7484 | 537411.4742 | 0 | 0 | 0 | 0 | 0 | 0 | 116800 | 0 | 0 | 1269.216 | 37813.129 | 0 | 0 | 13626.1013 | 0 | 21326.282 | 15644.935 | 5104.8328 | 160.9814 | 0 | 2222.0486 | 0 | 631.4703 | 12950.9545 | 0 | 196.446 | 0 | 0 | 475.5949 | 2498.2506 | 11680 | 1494.5864 | 1952.3531 | 7065.8633 | 2420.7651 | 2655.6308 | 31505.4462 | 0 | 78156 | 0 | 0 | 0 | 52.5361 | 0 | 14251.3333 | 39560 | 64800 | 0 | 15644.935 | 486314.7569 | 63099.0932 | 63099.0932 | 63099.0932 | 61166.5122 | 75486.4432 | 26706.9915 | 63099.0932 | 63099.0932 | 63099.0932 | 0 | 0 | 0 | 0 | 0 | 0 | 0 | 0 | 0 | 0 | 486314.7569 | 63099.0932 | 63099.0932 | 63099.0932 | 61166.5122 | 75486.4432 | 26706.9915 | 63099.0932 | 63099.0932 | 63099.0932 |  |  |  |  | 13.44% |  |  |  |  | 77761.028 | 28981.5763 | 63441.0969 | 484040.1721 | 88.41% | 86.16% | 94.35% | 107137.5763 | 405884.1721 | 74.14% | 72.25% | 79.12% | 98.25% | 86.56% | 94.79% | 88.83% |  | #VALUE! | #VALUE! | #VALUE! | #VALUE! | #VALUE! | NextEra |  | 2034-12-31 | 78500 | Non-Renewable
2028 | 512691.8663 | 512691.8663 | 512691.8663 | 20007.3161 | 20007.3161 | 20007.3161 | 46028.0525 | 478876.1344 | 478876.1344 | 478876.1344 | 491289.0982 | 491289.0982 | 491289.0982 | 478876.1344 | 478876.1344 | 478876.1344 | 71045.1582 | 82948.996 | 27058.7894 | 562334.2564 | 574238.0943 | 518347.8876 | 546355.6198 | 0 | 0 | 0 | 0 | 0 | 0 | 117120 | 0 | 0 | 1269.216 | 37813.129 | 0 | 0 | 13626.1013 | 0 | 21326.282 | 15644.935 | 5104.8328 | 160.9814 | 0 | 2222.0486 | 0 | 631.4703 | 12950.9545 | 0 | 196.446 | 0 | 0 | 475.5949 | 2498.2506 | 11712 | 1487.1135 | 1942.5913 | 7030.534 | 2408.6612 | 2642.3527 | 32219.6368 | 0 | 85644 | 0 | 0 | 0 | 52.5361 | 0 | 14251.3333 | 0 | 64864 | 0 | 15644.935 | 455295.0015 | 106530.129 | 106530.129 | 106530.129 | 107039.255 | 118943.0928 | 63052.8861 | 106530.129 | 106530.129 | 106530.129 | 0 | 0 | 0 | 0 | 0 | 0 | 0 | 0 | 0 | 0 | 455295.0015 | 106530.129 | 106530.129 | 106530.129 | 107039.255 | 118943.0928 | 63052.8861 | 106530.129 | 106530.129 | 106530.129 |  |  |  |  | 20.71% |  |  |  |  | 121217.6776 | 65327.4709 | 109313.8397 | 453020.4167 | 80.56% | 78.89% | 87.4% | 150971.4709 | 367376.4167 | 65.33% | 63.98% | 70.87% | 92.67% | 79.29% | 87.84% | 80.97% |  | #VALUE! | #VALUE! | #VALUE! | #VALUE! | #VALUE! | BP Energy | 2016-01-01 | 2016-12-31 | 47640 | Non-Renewable
2029 | 515061.0663 | 515061.0663 | 515061.0663 | 25785.3671 | 25785.3671 | 25785.3671 | 46728.6214 | 475257.1128 | 475257.1128 | 475257.1128 | 487644.4628 | 487644.4628 | 487644.4628 | 475257.1128 | 475257.1128 | 475257.1128 | 91495.3953 | 101280.9601 | 37433.3372 | 579139.8581 | 588925.4229 | 525077.8 | 557418.5856 | 0 | 0 | 0 | 0 | 0 | 0 | 116800 | 0 | 0 | 1269.216 | 37813.129 | 0 | 0 | 13626.1013 | 0 | 21326.282 | 15644.935 | 5104.8328 | 160.9814 | 0 | 2222.0486 | 0 | 631.4703 | 12950.9545 | 0 | 196.446 | 0 | 0 | 475.5949 | 2498.2506 | 11680 | 1479.6779 | 1932.8784 | 6995.3813 | 2396.6179 | 2629.1409 | 32710.035 | 0 | 78390 | 0 | 0 | 0 | 52.5361 | 0 | 14251.3333 | 0 | 64736 | 0 | 15644.935 | 447973.8434 | 128564.2295 | 128564.2295 | 128564.2295 | 131166.0147 | 140951.5795 | 77103.9566 | 128564.2295 | 128564.2295 | 128564.2295 | 0 | 0 | 0 | 0 | 0 | 0 | 0 | 0 | 0 | 0 | 447973.8434 | 128564.2295 | 128564.2295 | 128564.2295 | 131166.0147 | 140951.5795 | 77103.9566 | 128564.2295 | 128564.2295 | 128564.2295 |  |  |  |  | 23.93% |  |  |  |  | 143226.1643 | 79378.5414 | 133440.5995 | 445699.2586 | 76.96% | 75.68% | 84.88% | 157768.5414 | 367309.2586 | 63.42% | 62.37% | 69.95% | 91.86% | 76.07% | 85.32% | 77.35% |  | #VALUE! | #VALUE! | #VALUE! | #VALUE! | #VALUE! | EDF Trading | 2016-01-01 | 2016-08-13 | 7440 | Non-Renewable
2030 | 517430.2663 | 517430.2663 | 517430.2663 | 31539.5171 | 31539.5171 | 31539.5171 | 47315.0547 | 471696.2328 | 471696.2328 | 471696.2328 | 484083.5828 | 484083.5828 | 484083.5828 | 471696.2328 | 471696.2328 | 471696.2328 | 113453.6261 | 120287.6859 | 49170.0936 | 597537.2089 | 604371.2687 | 533253.6763 | 569764.8695 | 0 | 0 | 0 | 0 | 0 | 0 | 97280 | 6680.72 | 0 | 1269.216 | 37813.129 | 0 | 0 | 13626.1013 | 0 | 21326.282 | 15644.935 | 5104.8328 | 160.9814 | 0 | 1668.7791 | 0 | 631.4703 | 12950.9545 | 0 | 196.446 | 0 | 0 | 475.5949 | 2498.2506 | 11680 | 1472.2796 | 1923.214 | 6960.4044 | 2384.6348 | 2615.9952 | 33120.5383 | 0 | 78156 | 0 | 0 | 0 | 52.5361 | 0 | 14251.3333 | 0 | 64784 | 0 | 15644.935 | 434728.6287 | 157255.29 | 157255.29 | 157255.29 | 162808.5802 | 169642.64 | 98525.0477 | 157255.29 | 157255.29 | 157255.29 | 0 | 0 | 0 | 0 | 0 | 0 | 0 | 0 | 0 | 0 | 434728.6287 | 157255.29 | 157255.29 | 157255.29 | 162808.5802 | 169642.64 | 98525.0477 | 157255.29 | 157255.29 | 157255.29 |  |  |  |  | 28.07% |  |  |  |  | 171363.9552 | 100246.3629 | 164529.8954 | 433007.3135 | 72.47% | 71.65% | 81.2% | 178402.3629 | 354851.3135 | 59.39% | 58.71% | 66.54% | 89.8% | 71.93% | 81.52% | 72.75% |  | #VALUE! | #VALUE! | #VALUE! | #VALUE! | #VALUE! | Exelon | 2016-01-01 | 2018-03-31 |  | Non-Renewable
2031 | 519799.4663 | 519799.4663 | 519799.4663 | 37307.3265 | 37307.3265 | 37307.3265 | 47845.5267 | 468138.4818 | 468138.4818 | 468138.4818 | 480525.8318 | 480525.8318 | 480525.8318 | 468138.4818 | 468138.4818 | 468138.4818 | 135601.0486 | 140347.6416 | 62099.8108 | 616126.8804 | 620873.4734 | 542625.6426 | 583269.7963 | 0 | 0 | 0 | 0 | 0 | 0 | 0 | 39974.8 | 0 | 1269.216 | 37813.129 | 0 | 0 | 13626.1013 | 0 | 21326.282 | 10215.18 | 5104.8328 | 160.9814 | 0 | 592.924 | 0 | 500.2932 | 12950.9545 | 0 | 196.446 | 0 | 0 | 475.5949 | 2498.2506 | 11680 | 1464.9182 | 1913.5979 | 6925.6024 | 2372.7117 | 2602.9152 | 33491.8687 | 0 | 85410 | 0 | 0 | 0 | 52.5361 | 0 | 14251.3333 | 0 | 64784 | 0 | 10215.18 | 371654.4691 | 236831.6542 | 236831.6542 | 236831.6542 | 244472.4113 | 249219.0043 | 170971.1735 | 236831.6542 | 236831.6542 | 236831.6542 | 0 | 0 | 0 | 0 | 0 | 0 | 0 | 0 | 0 | 0 | 371654.4691 | 236831.6542 | 236831.6542 | 236831.6542 | 244472.4113 | 249219.0043 | 170971.1735 | 236831.6542 | 236831.6542 | 236831.6542 |  |  |  |  | 40.14% |  |  |  |  | 249864.4643 | 171616.6336 | 245117.8714 | 371009.009 | 60.22% | 59.76% | 68.37% | 257026.6336 | 285599.009 | 46.35% | 46% | 52.63% | 77.34% | 59.86% | 68.49% | 60.32% |  | #VALUE! | #VALUE! | #VALUE! | #VALUE! | #VALUE! | J.P. Morgan | 2016-01-01 | 2016-12-31 | 0 | Non-Renewable
2032 | 522168.6663 | 522168.6663 | 522168.6663 | 43109.6929 | 43109.6929 | 43109.6929 | 48325.3579 | 464561.3661 | 464561.3661 | 464561.3661 | 476974.3299 | 476974.3299 | 476974.3299 | 464561.3661 | 464561.3661 | 464561.3661 | 157700.6965 | 161713.9169 | 76284.8246 | 634675.0264 | 638688.2467 | 553259.1544 | 597913.4056 | 0 | 0 | 0 | 0 | 0 | 0 | 0 | 40084.32 | 0 | 1269.216 | 37813.129 | 0 | 0 | 11347.7279 | 0 | 21326.282 | 0 | 5104.8328 | 160.9814 | 0 | 396.6399 | 0 | 312.8189 | 12950.9545 | 0 | 196.446 | 0 | 0 | 475.5949 | 2498.2506 | 11712 | 1457.5936 | 1904.0299 | 6890.9744 | 2360.8481 | 2589.9006 | 33827.7505 | 0 | 78624 | 0 | 0 | 0 | 52.5361 | 0 | 14251.3333 | 0 | 65024 | 0 | 0 | 352632.1605 | 273643.1224 | 273643.1224 | 273643.1224 | 282042.8659 | 286056.0862 | 200626.9939 | 273643.1224 | 273643.1224 | 273643.1224 | 0 | 0 | 0 | 0 | 0 | 0 | 0 | 0 | 0 | 0 | 352632.1605 | 273643.1224 | 273643.1224 | 273643.1224 | 282042.8659 | 286056.0862 | 200626.9939 | 273643.1224 | 273643.1224 | 273643.1224 |  |  |  |  | 44.79% |  |  |  |  | 286505.2622 | 201076.17 | 282492.0419 | 352182.9845 | 55.49% | 55.14% | 63.66% | 279700.17 | 273558.9845 | 43.1% | 42.83% | 49.44% | 73.93% | 55.21% | 63.74% | 55.56% |  | #VALUE! | #VALUE! | #VALUE! | #VALUE! | #VALUE! | Morgan Stanley | 2016-01-01 | 2016-12-31 | 20240 | Non-Renewable
2033 | 524537.8663 | 524537.8663 | 524537.8663 | 48874.1171 | 48874.1171 | 48874.1171 | 48595.939 | 461084.9675 | 461084.9675 | 461084.9675 | 473472.3175 | 473472.3175 | 473472.3175 | 461084.9675 | 461084.9675 | 461084.9675 | 179157.8687 | 183691.9658 | 91759.2031 | 652630.1862 | 657164.2833 | 565231.5206 | 613245.5697 | 0 | 0 | 0 | 0 | 0 | 0 | 0 | 39974.8 | 0 | 1269.216 | 37813.129 | 0 | 0 | 0 | 0 | 21326.282 | 0 | 5104.8328 | 0 | 0 | 190.4388 | 0 | 262.3014 | 12950.9545 | 0 | 196.446 | 0 | 0 | 475.5949 | 2498.2506 | 0 | 1450.3056 | 1894.5098 | 6856.5195 | 2349.0439 | 2576.9511 | 34017.1573 | 0 | 78156 | 0 | 0 | 0 | 52.5361 | 0 | 14251.3333 | 0 | 64672 | 0 | 0 | 328338.6026 | 316438.3306 | 316438.3306 | 316438.3306 | 324291.5836 | 328825.6806 | 236892.9179 | 316438.3306 | 316438.3306 | 316438.3306 | 0 | 0 | 0 | 0 | 0 | 0 | 0 | 0 | 0 | 0 | 328338.6026 | 316438.3306 | 316438.3306 | 316438.3306 | 324291.5836 | 328825.6806 | 236892.9179 | 316438.3306 | 316438.3306 | 316438.3306 |  |  |  |  | 50.04% |  |  |  |  | 329068.6556 | 237135.8929 | 324534.5585 | 328095.6277 | 50.27% | 49.93% | 58.05% | 315291.8929 | 249939.6277 | 38.3% | 38.03% | 44.22% | 69.35% | 49.96% | 58.09% | 50.31% |  | #VALUE! | #VALUE! | #VALUE! | #VALUE! | #VALUE! | Arlon Warner | 2016-01-01 | 2035-12-31 | 84 | Non-Renewable
2034 | 526907.0663 | 526907.0663 | 526907.0663 | 54627.4005 | 54627.4005 | 54627.4005 | 48851.3459 | 457624.262 | 457624.262 | 457624.262 | 470011.612 | 470011.612 | 470011.612 | 457624.262 | 457624.262 | 457624.262 | 199812.3741 | 206239.3535 | 108433.3903 | 669823.9862 | 676250.9656 | 578445.0024 | 629247.5352 | 0 | 0 | 0 | 0 | 0 | 0 | 0 | 39974.8 | 0 | 1269.216 | 37813.129 | 0 | 0 | 0 | 0 | 21326.282 | 0 | 5104.8328 | 0 | 0 | 52.0521 | 0 | 0 | 12950.9545 | 0 | 196.446 | 0 | 0 | 475.5949 | 2498.2506 | 0 | 1443.0541 | 1885.0372 | 6822.2369 | 2337.2987 | 2564.0664 | 34195.9421 | 0 | 85410 | 0 | 0 | 0 | 52.5361 | 0 | 9807 | 0 | 64656 | 0 | 0 | 330834.7294 | 333028.8862 | 333028.8862 | 333028.8862 | 338989.2568 | 345416.2362 | 247610.273 | 333028.8862 | 333028.8862 | 333028.8862 | 0 | 0 | 0 | 0 | 0 | 0 | 0 | 0 | 0 | 0 | 330834.7294 | 333028.8862 | 333028.8862 | 333028.8862 | 338989.2568 | 345416.2362 | 247610.273 | 333028.8862 | 333028.8862 | 333028.8862 |  |  |  |  | 51.08% |  |  |  |  | 345520.8244 | 247714.8612 | 339093.845 | 330730.1412 | 49.38% | 48.91% | 57.18% | 333124.8612 | 245320.1412 | 36.62% | 36.28% | 42.41% | 70.39% | 48.92% | 57.19% | 49.39% |  | #VALUE! | #VALUE! | #VALUE! | #VALUE! | #VALUE! | Delvin Warner | 2016-01-01 | 2035-12-31 | 36 | Non-Renewable
2035 | 529276.2663 | 529276.2663 | 529276.2663 | 60370.9264 | 60370.9264 | 60370.9264 | 49123.9483 | 454168.1554 | 454168.1554 | 454168.1554 | 466555.5055 | 466555.5055 | 466555.5055 | 454168.1554 | 454168.1554 | 454168.1554 | 218079.4129 | 228487.914 | 126056.9444 | 684634.9183 | 695043.4194 | 592612.4499 | 645238.9318 | 0 | 0 | 0 | 0 | 0 | 0 | 0 | 33294.08 | 6680.72 | 1269.216 | 37813.129 | 0 | 0 | 0 | 0 | 21326.282 | 0 | 5101.9057 | 0 | 0 | 0 | 0 | 0 | 12950.9545 | 0 | 196.446 | 0 | 0 | 475.5949 | 2498.2506 | 0 | 1435.8388 | 1875.612 | 6788.1257 | 2325.6122 | 2551.2461 | 34386.7638 | 0 | 0 | 0 | 0 | 0 | 52.5361 | 0 | 0 | 0 | 64736 | 0 | 0 | 235758.3134 | 446897.756 | 446897.756 | 446897.756 | 448876.605 | 459285.106 | 356854.1365 | 446897.756 | 446897.756 | 446897.756 | 0 | 0 | 0 | 0 | 0 | 0 | 0 | 0 | 0 | 0 | 235758.3134 | 446897.756 | 446897.756 | 446897.756 | 448876.605 | 459285.106 | 356854.1365 | 446897.756 | 446897.756 | 446897.756 |  |  |  |  | 66.08% |  |  |  |  | 459337.6422 | 356906.6726 | 448929.1411 | 235705.7772 | 34.43% | 33.91% | 39.77% | 356906.6726 | 235705.7772 | 34.43% | 33.91% | 39.77% | 50.53% | 33.92% | 39.78% | 34.44% | 0.68147 | #VALUE! | #VALUE! | #VALUE! | #VALUE! | #VALUE!
2036 | 531645.4663 | 531645.4663 | 531645.4663 | 66071.2939 | 66071.2939 | 66071.2939 | 49405.2414 | 450752.6 | 450752.6 | 450752.6 | 463165.5638 | 463165.5638 | 463165.5638 | 450752.6 | 450752.6 | 450752.6 | 232987.0161 | 250809.8745 | 143777.4627 | 696152.5799 | 713975.4383 | 606943.0265 | 661055.2021 | 0 | 0 | 0 | 0 | 0 | 0 | 0 | 0 | 40084.32 | 1269.216 | 37813.129 | 0 | 0 | 0 | 0 | 21326.282 | 0 | 4849.2385 | 0 | 0 | 0 | 0 | 0 | 12950.9545 | 0 | 196.446 | 0 | 0 | 190.238 | 2498.2506 | 0 | 1428.6596 | 1866.234 | 6754.1851 | 2313.9841 | 2538.4898 | 34583.669 | 0 | 0 | 0 | 0 | 0 | 52.5361 | 0 | 0 | 0 | 0 | 0 | 0 | 170715.8322 | 530846.6422 | 530846.6422 | 530846.6422 | 525436.7477 | 543259.606 | 436227.1943 | 530846.6422 | 530846.6422 | 530846.6422 | 0 | 0 | 0 | 0 | 0 | 0 | 0 | 0 | 0 | 0 | 170715.8322 | 530846.6422 | 530846.6422 | 530846.6422 | 525436.7477 | 543259.606 | 436227.1943 | 530846.6422 | 530846.6422 | 530846.6422 |  |  |  |  | 76.09% |  |  |  |  | 543312.1421 | 436279.7304 | 525489.2838 | 170663.2961 | 24.52% | 23.9% | 28.12% | 436279.7304 | 170663.2961 | 24.52% | 23.9% | 28.12% | 36.86% | 23.91% | 28.13% | 24.52% |  | #VALUE! | #VALUE! | #VALUE! | #VALUE! | #VALUE!
2037 | 534014.6663 | 534014.6663 | 534014.6663 | 71771.829 | 71771.829 | 71771.829 | 49516.9944 | 447387.739 | 447387.739 | 447387.739 | 459775.089 | 459775.089 | 459775.089 | 447387.739 | 447387.739 | 447387.739 | 245106.0093 | 273366.2121 | 160909.414 | 704881.0983 | 733141.3011 | 620684.503 | 676969.7541 | 0 | 0 | 0 | 0 | 0 | 0 | 0 | 0 | 39974.8 | 1269.216 | 37813.129 | 0 | 0 | 0 | 0 | 21188.506 | 0 | 4570.2453 | 0 | 0 | 0 | 0 | 0 | 12950.9545 | 0 | 196.446 | 0 | 0 | 0 | 2498.2506 | 0 | 1421.5163 | 1856.9028 | 6720.4142 | 2302.4142 | 2525.7974 | 34661.8961 | 0 | 0 | 0 | 0 | 0 | 52.5361 | 0 | 0 | 0 | 0 | 0 | 0 | 170003.0244 | 550750.9267 | 550750.9267 | 550750.9267 | 534878.0739 | 563138.2767 | 450681.4786 | 550750.9267 | 550750.9267 | 550750.9267 | 0 | 0 | 0 | 0 | 0 | 0 | 0 | 0 | 0 | 0 | 170003.0244 | 550750.9267 | 550750.9267 | 550750.9267 | 534878.0739 | 563138.2767 | 450681.4786 | 550750.9267 | 550750.9267 | 550750.9267 |  |  |  |  | 76.81% |  |  |  |  | 563190.8128 | 450734.0147 | 534930.61 | 169950.4883 | 24.11% | 23.18% | 27.38% | 450734.0147 | 169950.4883 | 24.11% | 23.18% | 27.38% | 36.98% | 23.19% | 27.39% | 24.12% |  | #VALUE! | #VALUE! | #VALUE! | #VALUE! | #VALUE!
2038 | 536383.8663 | 536383.8663 | 536383.8663 | 77483.3074 | 77483.3074 | 77483.3074 | 49650.4988 | 444005.4093 | 444005.4093 | 444005.4093 | 456392.7593 | 456392.7593 | 456392.7593 | 444005.4093 | 444005.4093 | 444005.4093 | 254937.916 | 295135.4378 | 176857.1763 | 711330.6753 | 751528.1971 | 633249.9356 | 692389.0664 | 0 | 0 | 0 | 0 | 0 | 0 | 0 | 0 | 33294.08 | 1269.216 | 37813.129 | 0 | 0 | 0 | 0 | 0 | 0 | 3585.831 | 0 | 0 | 0 | 0 | 0 | 12842.3991 | 0 | 196.446 | 0 | 0 | 0 | 2498.2506 | 0 | 1414.4087 | 1847.6183 | 6686.8121 | 2290.9021 | 2513.1684 | 34755.3492 | 0 | 0 | 0 | 0 | 0 | 52.5361 | 0 | 0 | 0 | 0 | 0 | 0 | 141060.1466 | 557883.1786 | 598080.7005 | 598080.7005 | 570270.5287 | 610468.0505 | 492189.789 | 598080.7005 | 598080.7005 | 598080.7005 | 0 | 0 | 0 | 0 | 0 | 0 | 0 | 0 | 0 | 0 | 141060.1466 | 557883.1786 | 598080.7005 | 598080.7005 | 570270.5287 | 610468.0505 | 492189.789 | 598080.7005 | 598080.7005 | 598080.7005 |  |  |  |  | 81.23% |  |  |  |  | 610520.5866 | 492242.3251 | 570323.0648 | 141007.6105 | 19.82% | 18.76% | 22.27% | 492242.3251 | 141007.6105 | 19.82% | 18.76% | 22.27% | 30.91% | 18.77% | 22.28% | 19.83% |  | #VALUE! | #VALUE! | #VALUE! | #VALUE! | #VALUE!
2039 | 538753.0663 | 538753.0663 | 538753.0663 | 83169.3086 | 83169.3086 | 83169.3086 | 13094.5086 | 440635.3159 | 440635.3159 | 440635.3159 | 453022.6659 | 453022.6659 | 453022.6659 | 440635.3159 | 440635.3159 | 440635.3159 | 263098.2 | 315529.6227 | 191190.825 | 716120.866 | 768552.2886 | 644213.491 | 706382.8898 | 0 | 0 | 0 | 0 | 0 | 0 | 0 | 0 | 0 | 1269.216 | 37813.129 | 0 | 0 | 0 | 0 | 0 | 0 | 2181.3703 | 0 | 0 | 0 | 0 | 0 | 12707.0312 | 0 | 196.446 | 0 | 0 | 0 | 2498.2506 | 0 | 1407.3367 | 1838.3802 | 6653.378 | 2279.4476 | 2500.6025 | 34879.6975 | 0 | 0 | 0 | 0 | 0 | 0 | 0 | 0 | 0 | 0 | 0 | 0 | 106224.2856 | 649940.653 | 649940.653 | 649940.653 | 609896.5804 | 662328.003 | 537989.2054 | 649940.653 | 649940.653 | 649940.653 | 0 | 0 | 0 | 0 | 0 | 0 | 0 | 0 | 0 | 0 | 106224.2856 | 649940.653 | 649940.653 | 649940.653 | 609896.5804 | 662328.003 | 537989.2054 | 649940.653 | 649940.653 | 649940.653 |  |  |  |  | 86.18% |  |  |  |  | 662328.003 | 537989.2054 | 609896.5804 | 106224.2856 | 14.83% | 13.82% | 16.49% | 537989.2054 | 106224.2856 | 14.83% | 13.82% | 16.49% | 23.45% | 13.82% | 16.49% | 14.83% |  | #VALUE! | #VALUE! | #VALUE! | #VALUE! | #VALUE!
2040 | 541122.2663 | 541122.2663 | 541122.2663 | 88876.1138 | 88876.1138 | 88876.1138 | 13121.5845 | 437235.1119 | 437235.1119 | 437235.1119 | 449648.0757 | 449648.0757 | 449648.0757 | 437235.1119 | 437235.1119 | 437235.1119 | 269972.5612 | 332939.575 | 203689.6491 | 719620.6369 | 782587.6507 | 653337.7248 | 717962.6878 | 0 | 0 | 0 | 0 | 0 | 0 | 0 | 0 | 0 | 1269.216 | 37813.129 | 0 | 0 | 0 | 0 | 0 | 0 | 172.541 | 0 | 0 | 0 | 0 | 0 | 12575.3091 | 0 | 196.446 | 0 | 0 | 0 | 2395.8055 | 0 | 1400.3 | 1829.1883 | 6620.1111 | 2268.0504 | 2488.0995 | 35025.7615 | 0 | 0 | 0 | 0 | 0 | 0 | 0 | 0 | 0 | 0 | 0 | 0 | 104053.9574 | 666120.7294 | 666120.7294 | 666120.7294 | 615566.6794 | 678533.6932 | 549283.7674 | 666120.7294 | 666120.7294 | 666120.7294 | 0 | 0 | 0 | 0 | 0 | 0 | 0 | 0 | 0 | 0 | 104053.9574 | 666120.7294 | 666120.7294 | 666120.7294 | 615566.6794 | 678533.6932 | 549283.7674 | 666120.7294 | 666120.7294 | 666120.7294 |  |  |  |  | 86.7% |  |  |  |  | 678533.6932 | 549283.7674 | 615566.6794 | 104053.9574 | 14.46% | 13.3% | 15.93% | 549283.7674 | 104053.9574 | 14.46% | 13.3% | 15.93% | 23.14% | 13.3% | 15.93% | 14.46% |  | #VALUE! | #VALUE! | #VALUE! | #VALUE! | #VALUE!
2041 | 543491.4663 | 543491.4663 | 543491.4663 | 94610.8384 | 94610.8384 | 94610.8384 | 13094.5086 | 433853.753 | 433853.753 | 433853.753 | 446241.103 | 446241.103 | 446241.103 | 433853.753 | 433853.753 | 433853.753 | 275982.7 | 347291.176 | 214379.9627 | 722223.803 | 793532.279 | 660621.0658 | 727076.6724 | 0 | 0 | 0 | 0 | 0 | 0 | 0 | 0 | 0 | 1269.216 | 37813.129 | 0 | 0 | 0 | 0 | 0 | 0 | 0 | 0 | 0 | 0 | 0 | 0 | 12166.5002 | 0 | 187.6261 | 0 | 0 | 0 | 1777.5158 | 0 | 1393.2985 | 1820.0424 | 6587.0106 | 2256.7101 | 2475.659 | 35062.7081 | 0 | 0 | 0 | 0 | 0 | 0 | 0 | 0 | 0 | 0 | 0 | 0 | 102809.4158 | 678335.5132 | 678335.5132 | 678335.5132 | 619414.3873 | 690722.8632 | 557811.65 | 678335.5132 | 678335.5132 | 678335.5132 | 0 | 0 | 0 | 0 | 0 | 0 | 0 | 0 | 0 | 0 | 102809.4158 | 678335.5132 | 678335.5132 | 678335.5132 | 619414.3873 | 690722.8632 | 557811.65 | 678335.5132 | 678335.5132 | 678335.5132 |  |  |  |  | 87.04% |  |  |  |  | 690722.8632 | 557811.65 | 619414.3873 | 102809.4158 | 14.24% | 12.96% | 15.56% | 557811.65 | 102809.4158 | 14.24% | 12.96% | 15.56% | 23.04% | 12.96% | 15.56% | 14.24% |  | #VALUE! | #VALUE! | #VALUE! | #VALUE! | #VALUE!
2042 | 545860.6663 | 545860.6663 | 545860.6663 | 100316.1371 | 100316.1371 | 100316.1371 | 13094.5086 | 430491.0703 | 430491.0703 | 430491.0703 | 442878.4203 | 442878.4203 | 442878.4203 | 430491.0703 | 430491.0703 | 430491.0703 | 280208.3248 | 360298.4625 | 223668.3881 | 723086.7451 | 803176.8828 | 666546.8084 | 734861.8456 | 0 | 0 | 0 | 0 | 0 | 0 | 0 | 0 | 0 | 1269.216 | 37813.129 | 0 | 0 | 0 | 0 | 0 | 0 | 0 | 0 | 0 | 0 | 0 | 0 | 11403.2603 | 0 | 186.4842 | 0 | 0 | 0 | 934.0583 | 0 | 0 | 1742.1418 | 6554.0755 | 2245.4266 | 2463.2807 | 35124.7373 | 0 | 0 | 0 | 0 | 0 | 0 | 0 | 0 | 0 | 0 | 0 | 0 | 99735.8097 | 691053.7231 | 691053.7231 | 691053.7231 | 623350.9354 | 703441.0731 | 566810.9987 | 691053.7231 | 691053.7231 | 691053.7231 | 0 | 0 | 0 | 0 | 0 | 0 | 0 | 0 | 0 | 0 | 99735.8097 | 691053.7231 | 691053.7231 | 691053.7231 | 623350.9354 | 703441.0731 | 566810.9987 | 691053.7231 | 691053.7231 | 691053.7231 |  |  |  |  | 87.58% |  |  |  |  | 703441.0731 | 566810.9987 | 623350.9354 | 99735.8097 | 13.79% | 12.42% | 14.96% | 566810.9987 | 99735.8097 | 13.79% | 12.42% | 14.96% | 22.52% | 12.42% | 14.96% | 13.79% |  | #VALUE! | #VALUE! | #VALUE! | #VALUE! | #VALUE!
2043 | 548229.8663 | 548229.8663 | 548229.8663 | 106025.826 | 106025.826 | 106025.826 | 13334.7818 | 426830.7858 | 426830.7858 | 426830.7858 | 439445.4333 | 439445.4333 | 439445.4333 | 426830.7858 | 426830.7858 | 426830.7858 | 282789.4503 | 372988.813 | 231761.3089 | 722234.8836 | 812434.2463 | 671206.7422 | 741820.4943 | 0 | 0 | 0 | 0 | 0 | 0 | 0 | 0 | 0 | 1269.216 | 37813.129 | 0 | 0 | 0 | 0 | 0 | 0 | 0 | 0 | 0 | 0 | 0 | 0 | 10894.0672 | 0 | 0 | 0 | 0 | 0 | 134.3664 | 0 | 0 | 0 | 0 | 2234.1994 | 2450.9643 | 9334.3473 | 0 | 0 | 0 | 0 | 0 | 0 | 0 | 0 | 0 | 0 | 0 | 0 | 90666.8696 | 709152.7292 | 709152.7292 | 709152.7292 | 631568.014 | 721767.3767 | 580539.8726 | 709152.7292 | 709152.7292 | 709152.7292 | 0 | 0 | 0 | 0 | 0 | 0 | 0 | 0 | 0 | 0 | 90666.8696 | 709152.7292 | 709152.7292 | 709152.7292 | 631568.014 | 721767.3767 | 580539.8726 | 709152.7292 | 709152.7292 | 709152.7292 |  |  |  |  | 88.84% |  |  |  |  | 748303.9567 | 607076.4525 | 658104.5939 | 64130.2897 | 8.879% | 7.894% | 9.554% | 607076.4525 | 64130.2897 | 8.879% | 7.894% | 9.554% | 20.63% | 11.16% | 13.51% | 12.55% |  | #VALUE! | #VALUE! | #VALUE! | #VALUE! | #VALUE!
2044 | 550599.0663 | 550599.0663 | 550599.0663 | 111758.322 | 111758.322 | 111758.322 | 13334.7818 | 423443.6659 | 423443.6659 | 423443.6659 | 436058.3134 | 436058.3134 | 436058.3134 | 423443.6659 | 423443.6659 | 423443.6659 | 285049.0402 | 385679.1636 | 238915.9223 | 721107.3536 | 821737.477 | 674974.2356 | 748355.8563 | 0 | 0 | 0 | 0 | 0 | 0 | 0 | 0 | 0 | 1269.216 | 37813.129 | 0 | 0 | 0 | 0 | 0 | 0 | 0 | 0 | 0 | 0 | 0 | 0 | 10565.7324 | 0 | 0 | 0 | 0 | 0 | 0 | 0 | 0 | 0 | 0 | 2223.0284 | 2438.7095 | 9334.3473 | 0 | 0 | 0 | 0 | 0 | 0 | 0 | 0 | 0 | 0 | 0 | 0 | 90236.3316 | 718886.4979 | 718886.4979 | 718886.4979 | 630871.0219 | 731501.1454 | 584737.904 | 718886.4979 | 718886.4979 | 718886.4979 | 0 | 0 | 0 | 0 | 0 | 0 | 0 | 0 | 0 | 0 | 90236.3316 | 718886.4979 | 718886.4979 | 718886.4979 | 630871.0219 | 731501.1454 | 584737.904 | 718886.4979 | 718886.4979 | 718886.4979 |  |  |  |  | 89.02% |  |  |  |  | 758093.3144 | 611330.0731 | 657463.191 | 63644.1626 | 8.826% | 7.745% | 9.429% | 611330.0731 | 63644.1626 | 8.826% | 7.745% | 9.429% | 20.69% | 10.98% | 13.37% | 12.51% |  | #VALUE! | #VALUE! | #VALUE! | #VALUE! | #VALUE!
2045 | 552968.2663 | 552968.2663 | 552968.2663 | 117490.818 | 117490.818 | 117490.818 | 13334.7818 | 420039.1237 | 420039.1237 | 420039.1237 | 432653.7712 | 432653.7712 | 432653.7712 | 420039.1237 | 420039.1237 | 420039.1237 | 287307.7447 | 398369.5142 | 245463.7496 | 719961.5159 | 831023.2854 | 678117.5207 | 754570.403 | 0 | 0 | 0 | 0 | 0 | 0 | 0 | 0 | 0 | 1269.216 | 37813.129 | 0 | 0 | 0 | 0 | 0 | 0 | 0 | 0 | 0 | 0 | 0 | 0 | 9903.1628 | 0 | 0 | 0 | 0 | 0 | 0 | 0 | 0 | 0 | 0 | 702.1757 | 2426.516 | 9334.3473 | 0 | 0 | 0 | 0 | 0 | 0 | 0 | 0 | 0 | 0 | 0 | 0 | 88136.9569 | 730271.6809 | 730271.6809 | 730271.6809 | 631824.5589 | 742886.3284 | 589980.5638 | 730271.6809 | 730271.6809 | 730271.6809 | 0 | 0 | 0 | 0 | 0 | 0 | 0 | 0 | 0 | 0 | 88136.9569 | 730271.6809 | 730271.6809 | 730271.6809 | 631824.5589 | 742886.3284 | 589980.5638 | 730271.6809 | 730271.6809 | 730271.6809 |  |  |  |  | 89.39% |  |  |  |  | 769574.7386 | 616668.974 | 658512.9692 | 61448.5467 | 8.535% | 7.394% | 9.062% | 616668.974 | 61448.5467 | 8.535% | 7.394% | 9.062% | 20.37% | 10.61% | 13% | 12.24% |  | #VALUE! | #VALUE! | #VALUE! | #VALUE! | #VALUE!
2046 | 0 | 0 | 0 | 0 | 0 | 0 | 13334.7818 | -15460.2404 | -15460.2404 | -15460.2404 | -2845.5929 | -2845.5929 | -2845.5929 | -15460.2404 | -15460.2404 | -15460.2404 | 0 | 0 | 0 | -2845.5929 | -2845.5929 | -2845.5929 | -2845.5929 | 0 | 0 | 0 | 0 | 0 | 0 | 0 | 0 | 0 | 1269.216 | 37813.129 | 0 | 0 | 0 | 0 | 0 | 0 | 0 | 0 | 0 | 0 | 0 | 0 | 9576.3367 | 0 | 0 | 0 | 0 | 0 | 0 | 0 | 0 | 0 | 0 | 0 | 2206.4957 | 9334.3473 | 0 | 0 | 0 | 0 | 0 | 0 | 0 | 0 | 0 | 0 | 0 | 0 | 86939.0716 | -102399.312 | -102399.312 | -102399.312 | -89784.6645 | -89784.6645 | -89784.6645 | -102399.312 | -102399.312 | -102399.312 | 0 | 0 | 0 | 0 | 0 | 0 | 0 | 0 | 0 | 0 | 86939.0716 | -102399.312 | -102399.312 | -102399.312 | -89784.6645 | -89784.6645 | -89784.6645 | -102399.312 | -102399.312 | -102399.312 |  |  |  |  | 3155% |  |  |  |  | -63045.1175 | -63045.1175 | -63045.1175 | 60199.5247 | -2116% | -2116% | -2116% | -63045.1175 | 60199.5247 | -2116% | -2116% | -2116% | -3055% | -3055% | -3055% | -3055% |  | #VALUE! | #VALUE! | #VALUE! | #VALUE! | #VALUE!
2047 | 0 | 0 | 0 | 0 | 0 | 0 | 0 | 0 | 0 | 0 | 0 | 0 | 0 | 0 | 0 | 0 | 0 | 0 | 0 | 0 | 0 | 0 | 0 | 0 | 0 | 0 | 0 | 0 | 0 | 0 | 0 | 0 | 1269.216 | 37813.129 | 0 | 0 | 0 | 0 | 0 | 0 | 0 | 0 | 0 | 0 | 0 | 0 | 6833.2852 | 0 | 0 | 0 | 0 | 0 | 0 | 0 | 0 | 0 | 0 | 0 | 0 | 0 | 0 | 0 | 0 | 0 | 0 | 0 | 0 | 0 | 0 | 0 | 0 | 0 | 45915.6302 | -45915.6302 | -45915.6302 | -45915.6302 | -45915.6302 | -45915.6302 | -45915.6302 | -45915.6302 | -45915.6302 | -45915.6302 | 0 | 0 | 0 | 0 | 0 | 0 | 0 | 0 | 0 | 0 | 45915.6302 | -45915.6302 | -45915.6302 | -45915.6302 | -45915.6302 | -45915.6302 | -45915.6302 | -45915.6302 | -45915.6302 | -45915.6302 |  |  |  |  | #DIV/0! |  |  |  |  | -45915.6302 | -45915.6302 | -45915.6302 | 45915.6302 | #DIV/0! | #DIV/0! | #DIV/0! | -45915.6302 | 45915.6302 | #DIV/0! | #DIV/0! | #DIV/0! | #DIV/0! | #DIV/0! | #DIV/0! | #DIV/0! |  | #VALUE! | #VALUE! | #VALUE! | #VALUE! | #VALUE!
2048 | 0 | 0 | 0 | 0 | 0 | 0 | 0 | 0 | 0 | 0 | 0 | 0 | 0 | 0 | 0 | 0 | 0 | 0 | 0 | 0 | 0 | 0 | 0 | 0 | 0 | 0 | 0 | 0 | 0 | 0 | 0 | 0 | 1269.216 | 37813.129 | 0 | 0 | 0 | 0 | 0 | 0 | 0 | 0 | 0 | 0 | 0 | 0 | 2778.8206 | 0 | 0 | 0 | 0 | 0 | 0 | 0 | 0 | 0 | 0 | 0 | 0 | 0 | 0 | 0 | 0 | 0 | 0 | 0 | 0 | 0 | 0 | 0 | 0 | 0 | 41861.1656 | -41861.1656 | -41861.1656 | -41861.1656 | -41861.1656 | -41861.1656 | -41861.1656 | -41861.1656 | -41861.1656 | -41861.1656 | 0 | 0 | 0 | 0 | 0 | 0 | 0 | 0 | 0 | 0 | 41861.1656 | -41861.1656 | -41861.1656 | -41861.1656 | -41861.1656 | -41861.1656 | -41861.1656 | -41861.1656 | -41861.1656 | -41861.1656 |  |  |  |  | #DIV/0! |  |  |  |  | -41861.1656 | -41861.1656 | -41861.1656 | 41861.1656 | #DIV/0! | #DIV/0! | #DIV/0! | -41861.1656 | 41861.1656 | #DIV/0! | #DIV/0! | #DIV/0! | #DIV/0! | #DIV/0! | #DIV/0! | #DIV/0! |  | #VALUE! | #VALUE! | #VALUE! | #VALUE! | #VALUE!
2049 | 0 | 0 | 0 | 0 | 0 | 0 | 0 | 0 | 0 | 0 | 0 | 0 | 0 | 0 | 0 | 0 | 0 | 0 | 0 | 0 | 0 | 0 | 0 | 0 | 0 | 0 | 0 | 0 | 0 | 0 | 0 | 0 | 1269.216 | 37813.129 | 0 | 0 | 0 | 0 | 0 | 0 | 0 | 0 | 0 | 0 | 0 | 0 | 837.304 | 0 | 0 | 0 | 0 | 0 | 0 | 0 | 0 | 0 | 0 | 0 | 0 | 0 | 0 | 0 | 0 | 0 | 0 | 0 | 0 | 0 | 0 | 0 | 0 | 0 | 39919.649 | -39919.649 | -39919.649 | -39919.649 | -39919.649 | -39919.649 | -39919.649 | -39919.649 | -39919.649 | -39919.649 | 0 | 0 | 0 | 0 | 0 | 0 | 0 | 0 | 0 | 0 | 39919.649 | -39919.649 | -39919.649 | -39919.649 | -39919.649 | -39919.649 | -39919.649 | -39919.649 | -39919.649 | -39919.649 |  |  |  |  | #DIV/0! |  |  |  |  | -39919.649 | -39919.649 | -39919.649 | 39919.649 | #DIV/0! | #DIV/0! | #DIV/0! | -39919.649 | 39919.649 | #DIV/0! | #DIV/0! | #DIV/0! | #DIV/0! | #DIV/0! | #DIV/0! | #DIV/0! |  | #VALUE! | #VALUE! | #VALUE! | #VALUE! | #VALUE!
2050 | 0 | 0 | 0 | 0 | 0 | 0 | 0 | 0 | 0 | 0 | 0 | 0 | 0 | 0 | 0 | 0 | 0 | 0 | 0 | 0 | 0 | 0 | 0 | 0 | 0 | 0 | 0 | 0 | 0 | 0 | 0 | 0 | 1269.216 | 37813.129 | 0 | 0 | 0 | 0 | 0 | 0 | 0 | 0 | 0 | 0 | 0 | 0 | 0 | 0 | 0 | 0 | 0 | 0 | 0 | 0 | 0 | 0 | 0 | 0 | 0 | 0 | 0 | 0 | 0 | 0 | 0 | 0 | 0 | 0 | 0 | 0 | 0 | 0 | 39082.345 | -39082.345 | -39082.345 | -39082.345 | -39082.345 | -39082.345 | -39082.345 | -39082.345 | -39082.345 | -39082.345 | 0 | 0 | 0 | 0 | 0 | 0 | 0 | 0 | 0 | 0 | 39082.345 | -39082.345 | -39082.345 | -39082.345 | -39082.345 | -39082.345 | -39082.345 | -39082.345 | -39082.345 | -39082.345 |  |  |  |  | #DIV/0! |  |  |  |  | -39082.345 | -39082.345 | -39082.345 | 39082.345 | #DIV/0! | #DIV/0! | #DIV/0! | -39082.345 | 39082.345 | #DIV/0! | #DIV/0! | #DIV/0! | #DIV/0! | #DIV/0! | #DIV/0! | #DIV/0! |  | #VALUE! | #VALUE! | #VALUE! | #VALUE! | #VALUE!
2051 | 0 | 0 | 0 | 0 | 0 | 0 | 0 | 0 | 0 | 0 | 0 | 0 | 0 | 0 | 0 | 0 | 0 | 0 | 0 | 0 | 0 | 0 | 0 | 0 | 0 | 0 | 0 | 0 | 0 | 0 | 0 | 0 | 1269.216 | 37813.129 | 0 | 0 | 0 | 0 | 0 | 0 | 0 | 0 | 0 | 0 | 0 | 0 | 0 | 0 | 0 | 0 | 0 | 0 | 0 | 0 | 0 | 0 | 0 | 0 | 0 | 0 | 0 | 0 | 0 | 0 | 0 | 0 | 0 | 0 | 0 | 0 | 0 | 0 | 39082.345 | -39082.345 | -39082.345 | -39082.345 | -39082.345 | -39082.345 | -39082.345 | -39082.345 | -39082.345 | -39082.345 | 0 | 0 | 0 | 0 | 0 | 0 | 0 | 0 | 0 | 0 | 39082.345 | -39082.345 | -39082.345 | -39082.345 | -39082.345 | -39082.345 | -39082.345 | -39082.345 | -39082.345 | -39082.345 |  |  |  |  | #DIV/0! |  |  |  |  | -39082.345 | -39082.345 | -39082.345 | 39082.345 | #DIV/0! | #DIV/0! | #DIV/0! | -39082.345 | 39082.345 | #DIV/0! | #DIV/0! | #DIV/0! | #DIV/0! | #DIV/0! | #DIV/0! | #DIV/0! |  | #VALUE! | #VALUE! | #VALUE! | #VALUE! | #VALUE!
2052 | 0 | 0 | 0 | 0 | 0 | 0 | 0 | 0 | 0 | 0 | 0 | 0 | 0 | 0 | 0 | 0 | 0 | 0 | 0 | 0 | 0 | 0 | 0 | 0 | 0 | 0 | 0 | 0 | 0 | 0 | 0 | 0 | 1269.216 | 37813.129 | 0 | 0 | 0 | 0 | 0 | 0 | 0 | 0 | 0 | 0 | 0 | 0 | 0 | 0 | 0 | 0 | 0 | 0 | 0 | 0 | 0 | 0 | 0 | 0 | 0 | 0 | 0 | 0 | 0 | 0 | 0 | 0 | 0 | 0 | 0 | 0 | 0 | 0 | 39082.345 | -39082.345 | -39082.345 | -39082.345 | -39082.345 | -39082.345 | -39082.345 | -39082.345 | -39082.345 | -39082.345 | 0 | 0 | 0 | 0 | 0 | 0 | 0 | 0 | 0 | 0 | 39082.345 | -39082.345 | -39082.345 | -39082.345 | -39082.345 | -39082.345 | -39082.345 | -39082.345 | -39082.345 | -39082.345 |  |  |  |  | #DIV/0! |  |  |  |  | -39082.345 | -39082.345 | -39082.345 | 39082.345 | #DIV/0! | #DIV/0! | #DIV/0! | -39082.345 | 39082.345 | #DIV/0! | #DIV/0! | #DIV/0! | #DIV/0! | #DIV/0! | #DIV/0! | #DIV/0! |  | #VALUE! | #VALUE! | #VALUE! | #VALUE! | #VALUE!
2053 | 0 | 0 | 0 | 0 | 0 | 0 | 0 | 0 | 0 | 0 | 0 | 0 | 0 | 0 | 0 | 0 | 0 | 0 | 0 | 0 | 0 | 0 | 0 | 0 | 0 | 0 | 0 | 0 | 0 | 0 | 0 | 0 | 1269.216 | 37813.129 | 0 | 0 | 0 | 0 | 0 | 0 | 0 | 0 | 0 | 0 | 0 | 0 | 0 | 0 | 0 | 0 | 0 | 0 | 0 | 0 | 0 | 0 | 0 | 0 | 0 | 0 | 0 | 0 | 0 | 0 | 0 | 0 | 0 | 0 | 0 | 0 | 0 | 0 | 39082.345 | -39082.345 | -39082.345 | -39082.345 | -39082.345 | -39082.345 | -39082.345 | -39082.345 | -39082.345 | -39082.345 | 0 | 0 | 0 | 0 | 0 | 0 | 0 | 0 | 0 | 0 | 39082.345 | -39082.345 | -39082.345 | -39082.345 | -39082.345 | -39082.345 | -39082.345 | -39082.345 | -39082.345 | -39082.345 |  |  |  |  | #DIV/0! |  |  |  |  | -39082.345 | -39082.345 | -39082.345 | 39082.345 | #DIV/0! | #DIV/0! | #DIV/0! | -39082.345 | 39082.345 | #DIV/0! | #DIV/0! | #DIV/0! | #DIV/0! | #DIV/0! | #DIV/0! | #DIV/0! |  | #VALUE! | #VALUE! | #VALUE! | #VALUE! | #VALUE!
[94 empty] | High Forecast - High DSM Net Load Forecast Shortfall (Excess) | High Forecast - Base DSM Net Load Forecast Shortfall (Excess) | High Forecast - Low DSM Net Load Forecast Shortfall (Excess) | Mid-Base Net Load Forecast Open Position (Excess) - Pre Tier 3 | Mid-Base Net Load Forecast Open Position (Excess) - Post Tier 3 | Base Forecast - Low DSM Net Load Forecast Shortfall (Excess) | Low Forecast - High DSM Net Load Forecast Shortfall (Excess) | Low Forecast - Base DSM Net Load Forecast Shortfall (Excess) | Low Forecast - Low DSM Net Load Forecast Shortfall (Excess) | [21 empty] | #DIV/0! |  |  | #DIV/0!
2026-2045 CAGR | [19 empty] | 1.581% | 2.185% | 1.521% | [75 empty] | #DIV/0! | [25 empty] | #DIV/0! |  |  | 0%
2026-2030 CAGR | [19 empty] | 2.831% | 2.333% | 1.168% | [75 empty] | #DIV/0! | [25 empty] | #DIV/0! |  |  | 0%
2030-2035 CAGR | [19 empty] | 2.759% | 2.835% | 2.133% | [75 empty] | #DIV/0! | [25 empty] | #DIV/0! |  |  | 0%
2035-2040 CAGR | [19 empty] | 1.002% | 2.401% | 1.97% | [75 empty] | #DIV/0! | [25 empty] | #DIV/0! |  |  | 0%
2040-2045 CAGR | [19 empty] | 0.009472% | 1.208% | 0.7473% | [75 empty] | #DIV/0! | [25 empty] | #DIV/0! |  |  | 0%
10-Year CAGR | [19 empty] | 2.791% | 2.612% | 1.703% | [75 empty] | #DIV/0! | [25 empty] | #DIV/0! |  |  | 0%
[98 empty] | #DIV/0! | [25 empty] | #DIV/0! |  |  | #DIV/0!
[98 empty] | #DIV/0! | [25 empty] | #DIV/0! |  |  | #DIV/0!
[98 empty] | 8.652% | [25 empty] | #DIV/0! |  |  | #DIV/0!
[98 empty] | 11.87% | [25 empty] | #DIV/0! |  |  | #DIV/0!
[98 empty] | 13.44% | [25 empty] | #DIV/0! |  |  | #DIV/0!
[98 empty] | 20.71% | [25 empty] | #DIV/0! |  |  | #DIV/0!
[98 empty] | 23.93% | [25 empty] | #DIV/0! |  |  | #DIV/0!
[98 empty] | 28.07% | [25 empty] | #DIV/0! |  |  | #DIV/0!
[98 empty] | 40.14% | [25 empty] | #DIV/0! |  |  | #DIV/0!
[98 empty] | 44.79% | [25 empty] | #DIV/0! |  |  | #DIV/0!
[98 empty] | 50.04% | [25 empty] | #DIV/0! |  |  | #DIV/0!
[98 empty] | 51.08% | [25 empty] | #DIV/0! |  |  | #DIV/0!
[98 empty] | 66.08% | [25 empty] | #DIV/0! |  |  | #DIV/0!
[98 empty] | 76.09% | [25 empty] | #DIV/0! |  |  | #DIV/0!
[98 empty] | 76.81% | [25 empty] | #DIV/0! |  |  | #DIV/0!
[98 empty] | 81.23% | [25 empty] | #DIV/0! |  |  | #DIV/0!
[98 empty] | 86.18% | [25 empty] | #DIV/0! |  |  | #DIV/0!
[98 empty] | 86.7% | [25 empty] | #DIV/0! |  |  | #DIV/0!
[98 empty] | 87.04% | [25 empty] | #DIV/0! |  |  | #DIV/0!
[98 empty] | 87.58% | [25 empty] | #DIV/0! |  |  | #DIV/0!
[98 empty] | #DIV/0! | [25 empty] | #DIV/0! |  |  | #DIV/0!
Note on BV7: Craig Kieny: Not counted as pending resource because it is not a hedging tool.

## Total Sys Data - MOU I.2
| ANNUAL TOTAL SYSTEM ENERGY REQUIREMENTS and COMMITTED RESOURCES (MWh) | [32 empty] | ANNUAL TOTAL SYSTEM ENERGY REQUIREMENTS and COMMITTED RESOURCES (MWh)
| Year | Pre-Tier 3 High Load | Pre-Tier 3 Base Load | Pre-Tier 3 Low Load | VELCO Forecast | Climate Action Plan Forecast | VEC Forecast | Average of High and Low | HQ 2021-2023 | HQUS - VEC | HQ US - WEC | NYPA | VEC Sys Hydro | Ryegate | KCW | Sheffield | Standard Offer | Next Era - Seabrook | NextEra 2022-2025 | Exelon | BP Energy | VPPSA Peaker | EDF Trading | Newport Hydro | Howard Wind | Net Metering as Resource | Alburgh Solar | Magee Hill Solar | Grand Isle Solar | Jericho - Gravel Pit Solar | Jericho - Landfill Solar | Brookfield Hydro | Total Resources | Year | 2016 | 2017 | 2018 | 2019 | 2020 | 2021 | 2022 | 2023 | 2024 | 2025 | 2026 | 2027 | 2028 | 2029 | 2030 | 2031 | 2032 | 2033 | 2034 | 2035 | 2036 | 2037 | 2038 | 2039 | 2040 | 2041 | 2042 | 2043 | 2044 | 2045 | 2046 | 2047 | 2048 | 2049 | 2050
| 2016 | 0 | 0 | 0 | 0 | 0 | 0 | 0 | 0 | 0 | 0 | 0 | 0 | 0 | 0 | 0 | 0 | 0 | 0 | 0 | 0 | 0 | 0 | 0 | 0 | 0 | 0 | 0 | 0 | 0 | 0 | 0 | 0 | Pre-Tier 3 High Load | 0 | 0 | 494141.4135 | 0 | 0 | 0 | 0 | 0 | 0 | 490021.6267 | 486369.3413 | 482601.1471 | 478876.1344 | 475257.1128 | 471696.2328 | 468138.4818 | 464561.3661 | 461084.9675 | 457624.262 | 454168.1554 | 450752.6 | 447387.739 | 444005.4093 | 440635.3159 | 437235.1119 | 433853.753 | 430491.0703 | 426830.7858 | 423443.6659 | 420039.1237 | -15460.2404 | 0 | 0 | 0 | 0
| 2017 | 0 | 0 | 0 | 0 | 0 | 0 | 0 | 0 | 0 | 0 | 0 | 0 | 0 | 0 | 0 | 0 | 0 | 0 | 0 | 0 | 0 | 0 | 0 | 0 | 0 | 0 | 0 | 0 | 0 | 0 | 0 | 0 | Pre-Tier 3 Base Load | 0 | 0 | 465744.6957 | 0 | 0 | 0 | 0 | 0 | 0 | 502408.9767 | 498756.6914 | 494988.4971 | 491289.0982 | 487644.4628 | 484083.5828 | 480525.8318 | 476974.3299 | 473472.3175 | 470011.612 | 466555.5055 | 463165.5638 | 459775.089 | 456392.7593 | 453022.6659 | 449648.0757 | 446241.103 | 442878.4203 | 439445.4333 | 436058.3134 | 432653.7712 | -2845.5929 | 0 | 0 | 0 | 0
| 2018 | 0 | 0 | 0 | 0 | 0 | 0 | 0.026667 | 0 | 99280 | 23360 | 40918.044 | 114.5324 | 17632.7098 | 19193.496 | 22207.9105 | 0 | 78156 | 43800 | 54595 | 0 | 0 | 0 | 0 | 0 | 0 | 1563.5555 | 2042.4463 | 7391.9242 | 0 | 0 | 0 | 410255.6187 | Pre-Tier 3 Low Load | 0 | 0 | 438629.9059 | 0 | 0 | 0 | 0 | 0 | 0 | 490021.6267 | 486369.3413 | 482601.1471 | 478876.1344 | 475257.1128 | 471696.2328 | 468138.4818 | 464561.3661 | 461084.9675 | 457624.262 | 454168.1554 | 450752.6 | 447387.739 | 444005.4093 | 440635.3159 | 437235.1119 | 433853.753 | 430491.0703 | 426830.7858 | 423443.6659 | 420039.1237 | -15460.2404 | 0 | 0 | 0 | 0
| 2019 | 0 | 0 | 0 | 0 | 0 | 0 | 0.033333 | 0 | 99280 | 23360 | 41031.343 | 115.7871 | 15874.1854 | 21852.8181 | 21870.6015 | 0 | 85410 | 43800 | 43800 | 0 | 48.62 | 0 | 0 | 0 | 0 | 1555.7378 | 2032.234 | 7354.9646 | 104.2784 | 110.3065 | 0 | 407600.8764 | VELCO Forecast | 0 | 0 | 494141.4135 | 0 | 0 | 0 | 0 | 0 | 0 | 516859.558 | 534404.0873 | 547481.269 | 562334.2564 | 579139.8581 | 597537.2089 | 616126.8804 | 634675.0264 | 652630.1862 | 669823.9862 | 684634.9183 | 696152.5799 | 704881.0983 | 711330.6753 | 716120.866 | 719620.6369 | 722223.803 | 723086.7451 | 722234.8836 | 721107.3536 | 719961.5159 | -2845.5929 | 0 | 0 | 0 | 0
| 2020 | 0 | 0 | 0 | 0 | 0 | 0 | 0.04 | 0 | 102480 | 23424 | 41031.343 | 115.7871 | 15824.9706 | 21852.8181 | 21870.6015 | 0 | 78624 | 43920 | 43920 | 0 | 48.62 | 0 | 1609 | 0 | 0 | 1547.9591 | 2022.0729 | 7318.1897 | 2496.0634 | 2730.1973 | 0 | 410835.6227 | Climate Action Plan Forecast | 0 | 0 | 465744.6957 | 0 | 0 | 0 | 0 | 0 | 0 | 526009.6812 | 551119.2405 | 561801.2001 | 574238.0943 | 588925.4229 | 604371.2687 | 620873.4734 | 638688.2467 | 657164.2833 | 676250.9656 | 695043.4194 | 713975.4383 | 733141.3011 | 751528.1971 | 768552.2886 | 782587.6507 | 793532.279 | 803176.8828 | 812434.2463 | 821737.477 | 831023.2854 | -2845.5929 | 0 | 0 | 0 | 0
| 2021 | 0 | 0 | 0 | 0 | 0 | 0 | 0.046667 | 0 | 116800 | 23360 | 41031.343 | 115.7871 | 13621.0438 | 21852.8181 | 17159.5815 | 0 | 78156 | 0 | 0 | 0 | 48.62 | 0 | 8618 | 0 | 0 | 1540.2193 | 2011.9625 | 7281.5988 | 2483.5831 | 2716.5463 | 0 | 336797.1035 | VEC Forecast | 0 | 0 | 438629.9059 | 0 | 0 | 0 | 0 | 0 | 0 | 505793.6708 | 509047.3634 | 513021.7484 | 518347.8876 | 525077.8 | 533253.6763 | 542625.6426 | 553259.1544 | 565231.5206 | 578445.0024 | 592612.4499 | 606943.0265 | 620684.503 | 633249.9356 | 644213.491 | 653337.7248 | 660621.0658 | 666546.8084 | 671206.7422 | 674974.2356 | 678117.5207 | -2845.5929 | 0 | 0 | 0 | 0 | 530083.3019
[34 empty] | Average of High and Low | [9 empty] | 515901.676 | 530083.3019 | 537411.4742 | 546355.6198 | 557418.5856 | 569764.8695 | 583269.7963 | 597913.4056 | 613245.5697 | 629247.5352 | 645238.9318 | 661055.2021 | 676969.7541 | 692389.0664 | 706382.8898 | 717962.6878 | 727076.6724 | 734861.8456 | 741820.4943 | 748355.8563 | 754570.403 | -2845.5929 | 0 | 0 | 0 | 0 | 537411.4742
| 2022 | 0 | 0 | 0 | 0 | 0 | 0 | 0 | 39408 | 116800 | 23360 | 45987.603 | 117.9944 | 13626.1013 | 21326.282 | 0 | 16286.7515 | 85410 | 18282.3 | 0 | 0 | 52.5361 | 0 | 15293 | 0 | 0 | 1532.5182 | 2001.9027 | 7245.1908 | 2482.2027 | 2723.0292 | 0 | 411935.4119 | HQ 2021-2023 | 0 | 0 | 37258.47 | 0 | 0 | 0 | 39408 | 39408 | 0 | 0 | 0 | 0 | 0 | 0 | 0 | 0 | 0 | 0 | 0 | 0 | 0 | 0 | 0 | 0 | 0 | 0 | 0 | 0 | 0 | 0 | 0 | 0 | 0 | 0 | 0 | 546355.6198
| 2023 | 0 | 0 | 0 | 0 | 0 | 0 | 0 | 39408 | 116800 | 16512 | 45987.603 | 117.9944 | 13626.1013 | 21326.282 | 7822.4675 | 21327.3922 | 78390 | 41878.1 | 0 | 0 | 52.5361 | 0 | 18843 | 39560 | 0 | 1524.8556 | 1991.8932 | 7208.9648 | 2469.7917 | 2709.414 | 0 | 477556.3958 | HQUS - VEC | 0 | 0 | 99280 | 99280 | 102480 | 116800 | 116800 | 116800 | 117120 | 116800 | 116800 | 116800 | 117120 | 116800 | 103960.72 | 39974.8 | 40084.32 | 39974.8 | 39974.8 | 39974.8 | 40084.32 | 39974.8 | 33294.08 | 0 | 0 | 0 | 0 | 0 | 0 | 0 | 0 | 0 | 0 | 0 | 0 | 557418.5856
| 2024 | 0 | 0 | 0 | 0 | 0 | 0 | 0 | 0 | 117120 | 11712 | 45987.603 | 74.5475 | 13626.1013 | 21326.282 | 7822.4675 | 23403.2751 | 78390 | 61837.3 | 0 | 0 | 52.5361 | 0 | 14251.3333 | 39560 | 0 | 1517.2313 | 1981.9337 | 7172.92 | 2457.4427 | 2695.867 | 0 | 450988.8407 | HQ US - WEC | 0 | 0 | 23360 | 23360 | 23424 | 23360 | 23360 | 16512 | 11712 | 11680 | 11680 | 11680 | 11712 | 11680 | 11680 | 11680 | 11712 | 0 | 0 | 0 | 0 | 0 | 0 | 0 | 0 | 0 | 0 | 0 | 0 | 0 | 0 | 0 | 0 | 0 | 0 | 569764.8695
| 2025 | 490021.6267 | 502408.9767 | 490021.6267 | 516859.558 | 526009.6812 | 505793.6708 | 515901.676 | 0 | 116800 | 11680 | 39082.345 | 0 | 13626.1013 | 21326.282 | 7822.4675 | 24240.5792 | 85410 | 61570.9 | 0 | 0 | 52.5361 | 0 | 14251.3333 | 39560 | 29328.6895 | 1509.6452 | 1972.024 | 7137.0554 | 2445.1555 | 2682.3876 | 0 | 480497.5017 | NYPA | 0 | 0 | 40918.044 | 41031.343 | 41031.343 | 41031.343 | 45987.603 | 45987.603 | 45987.603 | 39082.345 | 39082.345 | 39082.345 | 39082.345 | 39082.345 | 39082.345 | 39082.345 | 39082.345 | 39082.345 | 39082.345 | 39082.345 | 39082.345 | 39082.345 | 39082.345 | 39082.345 | 39082.345 | 39082.345 | 39082.345 | 39082.345 | 39082.345 | 39082.345 | 39082.345 | 39082.345 | 39082.345 | 39082.345 | 39082.345 | 583269.7963
| 2026 | 486369.3413 | 498756.6914 | 486369.3413 | 534404.0873 | 551119.2405 | 509047.3634 | 530083.3019 | 0 | 116800 | 11680 | 39082.345 | 0 | 13626.1013 | 21326.282 | 15644.935 | 24240.5792 | 78390 | 0 | 0 | 0 | 52.5361 | 0 | 14251.3333 | 39560 | 30475.932 | 1502.0969 | 1962.1639 | 7101.3701 | 2432.9297 | 2668.9757 | 64928 | 485725.5804 | VEC Sys Hydro | 0 | 0 | 114.5324 | 115.7871 | 115.7871 | 115.7871 | 117.9944 | 117.9944 | 74.5475 | 0 | 0 | 0 | 0 | 0 | 0 | 0 | 0 | 0 | 0 | 0 | 0 | 0 | 0 | 0 | 0 | 0 | 0 | 0 | 0 | 0 | 0 | 0 | 0 | 0 | 0 | 597913.4056
| 2027 | 482601.1471 | 494988.4971 | 482601.1471 | 547481.269 | 561801.2001 | 513021.7484 | 537411.4742 | 0 | 116800 | 11680 | 39082.345 | 0 | 13626.1013 | 21326.282 | 15644.935 | 24240.5792 | 78156 | 0 | 0 | 0 | 52.5361 | 0 | 14251.3333 | 39560 | 31505.4462 | 1494.5864 | 1952.3531 | 7065.8633 | 2420.7651 | 2655.6308 | 64800 | 486314.7569 | Ryegate | 0 | 0 | 17632.7098 | 15874.1854 | 15824.9706 | 13621.0438 | 13626.1013 | 13626.1013 | 13626.1013 | 13626.1013 | 13626.1013 | 13626.1013 | 13626.1013 | 13626.1013 | 13626.1013 | 13626.1013 | 11347.7279 | 0 | 0 | 0 | 0 | 0 | 0 | 0 | 0 | 0 | 0 | 0 | 0 | 0 | 0 | 0 | 0 | 0 | 0 | 613245.5697
| 2028 | 478876.1344 | 491289.0982 | 478876.1344 | 562334.2564 | 574238.0943 | 518347.8876 | 546355.6198 | 0 | 117120 | 11712 | 39082.345 | 0 | 13626.1013 | 21326.282 | 15644.935 | 24240.5792 | 85644 | 0 | 0 | 0 | 52.5361 | 0 | 14251.3333 | 0 | 32219.6368 | 1487.1135 | 1942.5913 | 7030.534 | 2408.6612 | 2642.3527 | 64864 | 455295.0015 | KCW | 0 | 0 | 19193.496 | 21852.8181 | 21852.8181 | 21852.8181 | 21326.282 | 21326.282 | 21326.282 | 21326.282 | 21326.282 | 21326.282 | 21326.282 | 21326.282 | 21326.282 | 21326.282 | 21326.282 | 21326.282 | 21326.282 | 21326.282 | 21326.282 | 21188.506 | 0 | 0 | 0 | 0 | 0 | 0 | 0 | 0 | 0 | 0 | 0 | 0 | 0 | 629247.5352
| 2029 | 475257.1128 | 487644.4628 | 475257.1128 | 579139.8581 | 588925.4229 | 525077.8 | 557418.5856 | 0 | 116800 | 11680 | 39082.345 | 0 | 13626.1013 | 21326.282 | 15644.935 | 24240.5792 | 78390 | 0 | 0 | 0 | 52.5361 | 0 | 14251.3333 | 0 | 32710.035 | 1479.6779 | 1932.8784 | 6995.3813 | 2396.6179 | 2629.1409 | 64736 | 447973.8434 | Sheffield | 0 | 0 | 22207.9105 | 21870.6015 | 21870.6015 | 17159.5815 | 0 | 7822.4675 | 7822.4675 | 7822.4675 | 15644.935 | 15644.935 | 15644.935 | 15644.935 | 15644.935 | 10215.18 | 0 | 0 | 0 | 0 | 0 | 0 | 0 | 0 | 0 | 0 | 0 | 0 | 0 | 0 | 0 | 0 | 0 | 0 | 0 | 645238.9318
| 2030 | 471696.2328 | 484083.5828 | 471696.2328 | 597537.2089 | 604371.2687 | 533253.6763 | 569764.8695 | 0 | 103960.72 | 11680 | 39082.345 | 0 | 13626.1013 | 21326.282 | 15644.935 | 23687.3096 | 78156 | 0 | 0 | 0 | 52.5361 | 0 | 14251.3333 | 0 | 33120.5383 | 1472.2796 | 1923.214 | 6960.4044 | 2384.6348 | 2615.9952 | 64784 | 434728.6287 | Standard Offer | 0 | 0 | 9749.4575 | 0 | 0 | 0 | 16286.7515 | 21327.3922 | 23403.2751 | 24240.5792 | 24240.5792 | 24240.5792 | 24240.5792 | 24240.5792 | 23687.3096 | 22480.2773 | 22096.519 | 21678.819 | 21278.1309 | 21223.1517 | 20685.1275 | 20215.8964 | 19122.9267 | 17583.0981 | 15340.1016 | 14131.6421 | 12523.8028 | 11028.4336 | 10565.7324 | 9903.1628 | 9576.3367 | 6833.2852 | 2778.8206 | 837.304 | 0 | 661055.2021
| 2031 | 468138.4818 | 480525.8318 | 468138.4818 | 616126.8804 | 620873.4734 | 542625.6426 | 583269.7963 | 0 | 39974.8 | 11680 | 39082.345 | 0 | 13626.1013 | 21326.282 | 10215.18 | 22480.2773 | 85410 | 0 | 0 | 0 | 52.5361 | 0 | 14251.3333 | 0 | 33491.8687 | 1464.9182 | 1913.5979 | 6925.6024 | 2372.7117 | 2602.9152 | 64784 | 371654.4691 | Next Era - Seabrook | 0 | 0 | 78156 | 85410 | 78624 | 78156 | 85410 | 78390 | 78390 | 85410 | 78390 | 78156 | 85644 | 78390 | 78156 | 85410 | 78624 | 78156 | 85410 | 0 | 0 | 0 | 0 | 0 | 0 | 0 | 0 | 0 | 0 | 0 | 0 | 0 | 0 | 0 | 0 | 676969.7541
| 2032 | 464561.3661 | 476974.3299 | 464561.3661 | 634675.0264 | 638688.2467 | 553259.1544 | 597913.4056 | 0 | 40084.32 | 11712 | 39082.345 | 0 | 11347.7279 | 21326.282 | 0 | 22096.519 | 78624 | 0 | 0 | 0 | 52.5361 | 0 | 14251.3333 | 0 | 33827.7505 | 1457.5936 | 1904.0299 | 6890.9744 | 2360.8481 | 2589.9006 | 65024 | 352632.1605 | NextEra 2022-2025 | 0 | 0 | 43800 | 43800 | 43920 | 0 | 18282.3 | 41878.1 | 61837.3 | 61570.9 | 0 | 0 | 0 | 0 | 0 | 0 | 0 | 0 | 0 | 0 | 0 | 0 | 0 | 0 | 0 | 0 | 0 | 0 | 0 | 0 | 0 | 0 | 0 | 0 | 0 | 692389.0664
| 2033 | 461084.9675 | 473472.3175 | 461084.9675 | 652630.1862 | 657164.2833 | 565231.5206 | 613245.5697 | 0 | 39974.8 | 0 | 39082.345 | 0 | 0 | 21326.282 | 0 | 21678.819 | 78156 | 0 | 0 | 0 | 52.5361 | 0 | 14251.3333 | 0 | 34017.1573 | 1450.3056 | 1894.5098 | 6856.5195 | 2349.0439 | 2576.9511 | 64672 | 328338.6026 | Exelon | 0 | 0 | 54595 | 43800 | 43920 | 0 | 0 | 0 | 0 | 0 | 0 | 0 | 0 | 0 | 0 | 0 | 0 | 0 | 0 | 0 | 0 | 0 | 0 | 0 | 0 | 0 | 0 | 0 | 0 | 0 | 0 | 0 | 0 | 0 | 0 | 706382.8898
| 2034 | 457624.262 | 470011.612 | 457624.262 | 669823.9862 | 676250.9656 | 578445.0024 | 629247.5352 | 0 | 39974.8 | 0 | 39082.345 | 0 | 0 | 21326.282 | 0 | 21278.1309 | 85410 | 0 | 0 | 0 | 52.5361 | 0 | 9807 | 0 | 34195.9421 | 1443.0541 | 1885.0372 | 6822.2369 | 2337.2987 | 2564.0664 | 64656 | 330834.7294 | BP Energy | 0 | 0 | 0 | 0 | 0 | 0 | 0 | 0 | 0 | 0 | 0 | 0 | 0 | 0 | 0 | 0 | 0 | 0 | 0 | 0 | 0 | 0 | 0 | 0 | 0 | 0 | 0 | 0 | 0 | 0 | 0 | 0 | 0 | 0 | 0 | 717962.6878
#DIV/0! | 2035 | 454168.1554 | 466555.5055 | 454168.1554 | 684634.9183 | 695043.4194 | 592612.4499 | 645238.9318 | 0 | 39974.8 | 0 | 39082.345 | 0 | 0 | 21326.282 | 0 | 21223.1517 | 0 | 0 | 0 | 0 | 52.5361 | 0 | 0 | 0 | 34386.7638 | 1435.8388 | 1875.612 | 6788.1257 | 2325.6122 | 2551.2461 | 64736 | 235758.3134 | VPPSA Peaker | 0 | 0 | 0 | 48.62 | 48.62 | 48.62 | 52.5361 | 52.5361 | 52.5361 | 52.5361 | 52.5361 | 52.5361 | 52.5361 | 52.5361 | 52.5361 | 52.5361 | 52.5361 | 52.5361 | 52.5361 | 52.5361 | 52.5361 | 52.5361 | 52.5361 | 0 | 0 | 0 | 0 | 0 | 0 | 0 | 0 | 0 | 0 | 0 | 0 | 727076.6724
| 2036 | 450752.6 | 463165.5638 | 450752.6 | 696152.5799 | 713975.4383 | 606943.0265 | 661055.2021 | 0 | 40084.32 | 0 | 39082.345 | 0 | 0 | 21326.282 | 0 | 20685.1275 | 0 | 0 | 0 | 0 | 52.5361 | 0 | 0 | 0 | 34583.669 | 1428.6596 | 1866.234 | 6754.1851 | 2313.9841 | 2538.4898 | 0 | 170715.8322 | EDF Trading | 0 | 0 | 0 | 0 | 0 | 0 | 0 | 0 | 0 | 0 | 0 | 0 | 0 | 0 | 0 | 0 | 0 | 0 | 0 | 0 | 0 | 0 | 0 | 0 | 0 | 0 | 0 | 0 | 0 | 0 | 0 | 0 | 0 | 0 | 0 | 734861.8456
| 2037 | 447387.739 | 459775.089 | 447387.739 | 704881.0983 | 733141.3011 | 620684.503 | 676969.7541 | 0 | 39974.8 | 0 | 39082.345 | 0 | 0 | 21188.506 | 0 | 20215.8964 | 0 | 0 | 0 | 0 | 52.5361 | 0 | 0 | 0 | 34661.8961 | 1421.5163 | 1856.9028 | 6720.4142 | 2302.4142 | 2525.7974 | 0 | 170003.0244 | Newport Hydro | 0 | 0 | 14864.6875 | 0 | 1609 | 8618 | 15293 | 18843 | 14251.3333 | 14251.3333 | 14251.3333 | 14251.3333 | 14251.3333 | 14251.3333 | 14251.3333 | 14251.3333 | 14251.3333 | 14251.3333 | 9807 | 0 | 0 | 0 | 0 | 0 | 0 | 0 | 0 | 0 | 0 | 0 | 0 | 0 | 0 | 0 | 0 | 741820.4943
| 2038 | 444005.4093 | 456392.7593 | 444005.4093 | 711330.6753 | 751528.1971 | 633249.9356 | 692389.0664 | 0 | 33294.08 | 0 | 39082.345 | 0 | 0 | 0 | 0 | 19122.9267 | 0 | 0 | 0 | 0 | 52.5361 | 0 | 0 | 0 | 34755.3492 | 1414.4087 | 1847.6183 | 6686.8121 | 2290.9021 | 2513.1684 | 0 | 141060.1466 | Howard Wind |  |  |  | 0 | 0 | 0 | 0 | 39560 | 39560 | 39560 | 39560 | 39560 | 0 | 0 | 0 | 0 | 0 | 0 | 0 | 0 | 0 | 0 | 0 | 0 | 0 | 0 | 0 | 0 | 0 | 0 | 0 | 0 | 0 | 0 | 0 | 748355.8563
| 2039 | 440635.3159 | 453022.6659 | 440635.3159 | 716120.866 | 768552.2886 | 644213.491 | 706382.8898 | 0 | 0 | 0 | 39082.345 | 0 | 0 | 0 | 0 | 17583.0981 | 0 | 0 | 0 | 0 | 0 | 0 | 0 | 0 | 34879.6975 | 1407.3367 | 1838.3802 | 6653.378 | 2279.4476 | 2500.6025 | 0 | 106224.2856 | Net Metering as Resource | 0 | 0 | 0 | 0 | 0 | 0 | 0 | 0 | 0 | 29328.6895 | 30475.932 | 31505.4462 | 32219.6368 | 32710.035 | 33120.5383 | 33491.8687 | 33827.7505 | 34017.1573 | 34195.9421 | 34386.7638 | 34583.669 | 34661.8961 | 34755.3492 | 34879.6975 | 35025.7615 | 35062.7081 | 35124.7373 | 9334.3473 | 9334.3473 | 9334.3473 | 9334.3473 | 0 | 0 | 0 | 0 | 754570.403
| 2040 | 437235.1119 | 449648.0757 | 437235.1119 | 719620.6369 | 782587.6507 | 653337.7248 | 717962.6878 | 0 | 0 | 0 | 39082.345 | 0 | 0 | 0 | 0 | 15340.1016 | 0 | 0 | 0 | 0 | 0 | 0 | 0 | 0 | 35025.7615 | 1400.3 | 1829.1883 | 6620.1111 | 2268.0504 | 2488.0995 | 0 | 104053.9574 | Alburgh Solar | 0 | 0 | 1563.5555 | 1555.7378 | 1547.9591 | 1540.2193 | 1532.5182 | 1524.8556 | 1517.2313 | 1509.6452 | 1502.0969 | 1494.5864 | 1487.1135 | 1479.6779 | 1472.2796 | 1464.9182 | 1457.5936 | 1450.3056 | 1443.0541 | 1435.8388 | 1428.6596 | 1421.5163 | 1414.4087 | 1407.3367 | 1400.3 | 1393.2985 | 0 | 0 | 0 | 0 | 0 | 0 | 0 | 0 | 0 | -2845.5929
| 2041 | 433853.753 | 446241.103 | 433853.753 | 722223.803 | 793532.279 | 660621.0658 | 727076.6724 | 0 | 0 | 0 | 39082.345 | 0 | 0 | 0 | 0 | 14131.6421 | 0 | 0 | 0 | 0 | 0 | 0 | 0 | 0 | 35062.7081 | 1393.2985 | 1820.0424 | 6587.0106 | 2256.7101 | 2475.659 | 0 | 102809.4158 | Magee Hill Solar | 0 | 0 | 2042.4463 | 2032.234 | 2022.0729 | 2011.9625 | 2001.9027 | 1991.8932 | 1981.9337 | 1972.024 | 1962.1639 | 1952.3531 | 1942.5913 | 1932.8784 | 1923.214 | 1913.5979 | 1904.0299 | 1894.5098 | 1885.0372 | 1875.612 | 1866.234 | 1856.9028 | 1847.6183 | 1838.3802 | 1829.1883 | 1820.0424 | 1742.1418 | 0 | 0 | 0 | 0 | 0 | 0 | 0 | 0 | 0
| 2042 | 430491.0703 | 442878.4203 | 430491.0703 | 723086.7451 | 803176.8828 | 666546.8084 | 734861.8456 | 0 | 0 | 0 | 39082.345 | 0 | 0 | 0 | 0 | 12523.8028 | 0 | 0 | 0 | 0 | 0 | 0 | 0 | 0 | 35124.7373 | 0 | 1742.1418 | 6554.0755 | 2245.4266 | 2463.2807 | 0 | 99735.8097 | Grand Isle Solar | 0 | 0 | 7391.9242 | 7354.9646 | 7318.1897 | 7281.5988 | 7245.1908 | 7208.9648 | 7172.92 | 7137.0554 | 7101.3701 | 7065.8633 | 7030.534 | 6995.3813 | 6960.4044 | 6925.6024 | 6890.9744 | 6856.5195 | 6822.2369 | 6788.1257 | 6754.1851 | 6720.4142 | 6686.8121 | 6653.378 | 6620.1111 | 6587.0106 | 6554.0755 | 0 | 0 | 0 | 0 | 0 | 0 | 0 | 0
| 2043 | 426830.7858 | 439445.4333 | 426830.7858 | 722234.8836 | 812434.2463 | 671206.7422 | 741820.4943 | 0 | 0 | 0 | 39082.345 | 0 | 0 | 0 | 0 | 11028.4336 | 0 | 0 | 0 | 0 | 0 | 0 | 0 | 0 | 9334.3473 | 0 | 0 | 0 | 2234.1994 | 2450.9643 | 0 | 64130.2897 | Jericho - Gravel Pit Solar | 0 | 0 | 0 | 104.2784 | 2496.0634 | 2483.5831 | 2482.2027 | 2469.7917 | 2457.4427 | 2445.1555 | 2432.9297 | 2420.7651 | 2408.6612 | 2396.6179 | 2384.6348 | 2372.7117 | 2360.8481 | 2349.0439 | 2337.2987 | 2325.6122 | 2313.9841 | 2302.4142 | 2290.9021 | 2279.4476 | 2268.0504 | 2256.7101 | 2245.4266 | 2234.1994 | 2223.0284 | 702.1757 | 0 | 0 | 0 | 0 | 0
| 2044 | 423443.6659 | 436058.3134 | 423443.6659 | 721107.3536 | 821737.477 | 674974.2356 | 748355.8563 | 0 | 0 | 0 | 39082.345 | 0 | 0 | 0 | 0 | 10565.7324 | 0 | 0 | 0 | 0 | 0 | 0 | 0 | 0 | 9334.3473 | 0 | 0 | 0 | 2223.0284 | 2438.7095 | 0 | 63644.1626 | Jericho - Landfill Solar | 0 | 0 | 0 | 110.3065 | 2730.1973 | 2716.5463 | 2723.0292 | 2709.414 | 2695.867 | 2682.3876 | 2668.9757 | 2655.6308 | 2642.3527 | 2629.1409 | 2615.9952 | 2602.9152 | 2589.9006 | 2576.9511 | 2564.0664 | 2551.2461 | 2538.4898 | 2525.7974 | 2513.1684 | 2500.6025 | 2488.0995 | 2475.659 | 2463.2807 | 2450.9643 | 2438.7095 | 2426.516 | 2206.4957 | 0 | 0 | 0 | 0
| 2045 | 420039.1237 | 432653.7712 | 420039.1237 | 719961.5159 | 831023.2854 | 678117.5207 | 754570.403 | 0 | 0 | 0 | 39082.345 | 0 | 0 | 0 | 0 | 9903.1628 | 0 | 0 | 0 | 0 | 0 | 0 | 0 | 0 | 9334.3473 | 0 | 0 | 0 | 702.1757 | 2426.516 | 0 | 61448.5467 | Brookfield Hydro |  |  |  | 0 | 0 | 0 | 0 | 0 | 0 | 0 | 64928 | 64800 | 64864 | 64736 | 64784 | 64784 | 65024 | 64672 | 64656 | 64736 | 0 | 0 | 0 | 0 | 0 | 0 | 0 | 0 | 0 | 0 | 0 | 0 | 0 | 0 | 0
| 2046 | -15460.2404 | -2845.5929 | -15460.2404 | -2845.5929 | -2845.5929 | -2845.5929 | -2845.5929 | 0 | 0 | 0 | 39082.345 | 0 | 0 | 0 | 0 | 9576.3367 | 0 | 0 | 0 | 0 | 0 | 0 | 0 | 0 | 9334.3473 | 0 | 0 | 0 | 0 | 2206.4957 | 0 | 60199.5247 | Total Resources | 0 | 0 | 472128.2337 | 407600.8764 | 410835.6227 | 336797.1035 | 411935.4119 | 477556.3958 | 450988.8407 | 480497.5017 | 485725.5804 | 486314.7569 | 455295.0015 | 447973.8434 | 434728.6287 | 371654.4691 | 352632.1605 | 328338.6026 | 330834.7294 | 235758.3134 | 170715.8322 | 170003.0244 | 141060.1466 | 106224.2856 | 104053.9574 | 102809.4158 | 99735.8097 | 64130.2897 | 63644.1626 | 61448.5467 | 60199.5247 | 45915.6302 | 41861.1656 | 39919.649 | 39082.345
| 2047 | 0 | 0 | 0 | 0 | 0 | 0 | 0 | 0 | 0 | 0 | 39082.345 | 0 | 0 | 0 | 0 | 6833.2852 | 0 | 0 | 0 | 0 | 0 | 0 | 0 | 0 | 0 | 0 | 0 | 0 | 0 | 0 | 0 | 45915.6302
| 2048 | 0 | 0 | 0 | 0 | 0 | 0 | 0 | 0 | 0 | 0 | 39082.345 | 0 | 0 | 0 | 0 | 2778.8206 | 0 | 0 | 0 | 0 | 0 | 0 | 0 | 0 | 0 | 0 | 0 | 0 | 0 | 0 | 0 | 41861.1656 | Hedge Position
| 2049 | 0 | 0 | 0 | 0 | 0 | 0 | 0 | 0 | 0 | 0 | 39082.345 | 0 | 0 | 0 | 0 | 837.304 | 0 | 0 | 0 | 0 | 0 | 0 | 0 | 0 | 0 | 0 | 0 | 0 | 0 | 0 | 0 | 39919.649 | Pre-Tier 3 High Load |  |  |  | #DIV/0! | #DIV/0! | #DIV/0! | #DIV/0! | #DIV/0! | #DIV/0! | 98.06% | 99.87% | 100.8% | 95.08% | 94.26% | 92.16% | 79.39% | 75.91% | 71.21% | 72.29% | 51.91% | 37.87% | 38% | 31.77% | 24.11% | 23.8% | 23.7% | 23.17% | 15.02% | 15.03% | 14.63% | -389.4% | #DIV/0! | #DIV/0! | #DIV/0! | #DIV/0!
| 2050 | 0 | 0 | 0 | 0 | 0 | 0 | 0 | 0 | 0 | 0 | 39082.345 | 0 | 0 | 0 | 0 | 0 | 0 | 0 | 0 | 0 | 0 | 0 | 0 | 0 | 0 | 0 | 0 | 0 | 0 | 0 | 0 | 39082.345 | Pre-Tier 3 Base Load |  |  |  | #DIV/0! | #DIV/0! | #DIV/0! | #DIV/0! | #DIV/0! | #DIV/0! | 95.64% | 97.39% | 98.25% | 92.67% | 91.86% | 89.8% | 77.34% | 73.93% | 69.35% | 70.39% | 50.53% | 36.86% | 36.98% | 30.91% | 23.45% | 23.14% | 23.04% | 22.52% | 14.59% | 14.6% | 14.2% | -2116% | #DIV/0! | #DIV/0! | #DIV/0! | #DIV/0!
[34 empty] | Pre-Tier 3 Low Load |  |  |  | #DIV/0! | #DIV/0! | #DIV/0! | #DIV/0! | #DIV/0! | #DIV/0! | 98.06% | 99.87% | 100.8% | 95.08% | 94.26% | 92.16% | 79.39% | 75.91% | 71.21% | 72.29% | 51.91% | 37.87% | 38% | 31.77% | 24.11% | 23.8% | 23.7% | 23.17% | 15.02% | 15.03% | 14.63% | -389.4% | #DIV/0! | #DIV/0! | #DIV/0! | #DIV/0!
[34 empty] | VELCO Forecast |  |  |  | #DIV/0! | #DIV/0! | #DIV/0! | #DIV/0! | #DIV/0! | #DIV/0! | 92.96% | 90.89% | 88.83% | 80.97% | 77.35% | 72.75% | 60.32% | 55.56% | 50.31% | 49.39% | 34.44% | 24.52% | 24.12% | 19.83% | 14.83% | 14.46% | 14.24% | 13.79% | 8.879% | 8.826% | 8.535% | -2116% | #DIV/0! | #DIV/0! | #DIV/0! | #DIV/0!
[34 empty] | Climate Action Plan Forecast |  |  |  | #DIV/0! | #DIV/0! | #DIV/0! | #DIV/0! | #DIV/0! | #DIV/0! | 91.35% | 88.13% | 86.56% | 79.29% | 76.07% | 71.93% | 59.86% | 55.21% | 49.96% | 48.92% | 33.92% | 23.91% | 23.19% | 18.77% | 13.82% | 13.3% | 12.96% | 12.42% | 7.894% | 7.745% | 7.394% | -2116% | #DIV/0! | #DIV/0! | #DIV/0! | #DIV/0!
|  |  | 2023-2042 CAGR |  | #DIV/0! | #DIV/0! | #DIV/0! | [26 empty] | VEC Forecast |  |  |  | #DIV/0! | #DIV/0! | #DIV/0! | #DIV/0! | #DIV/0! | #DIV/0! | 95% | 95.42% | 94.79% | 87.84% | 85.32% | 81.52% | 68.49% | 63.74% | 58.09% | 57.19% | 39.78% | 28.13% | 27.39% | 22.28% | 16.49% | 15.93% | 15.56% | 14.96% | 9.554% | 9.429% | 9.062% | -2116% | #DIV/0! | #DIV/0! | #DIV/0! | #DIV/0!
[34 empty] | Average of High and Low | [9 empty] | 93.14% | 91.63% | 90.49% | 83.33% | 80.37% | 76.3% | 63.72% | 58.98% | 53.54% | 52.58% | 36.54% | 25.82% | 25.11% | 20.37% | 15.04% | 14.49% | 14.14% | 13.57% | 8.645% | 8.505% | 8.144% | -2116% | #DIV/0! | #DIV/0! | #DIV/0! | #DIV/0!
[5 empty] | #DIV/0! | #DIV/0! | #DIV/0!
|  |  | 2023-2028 CAGR |  | #DIV/0! | #DIV/0! | #DIV/0! | [26 empty] | Shortfall (Excess) MWH
[5 empty] | #DIV/0! | #DIV/0! | #DIV/0! | [26 empty] | Pre-Tier 3 High Load |  |  |  | -407600.8764 | -410835.6227 | -336797.1035 | -411935.4119 | -477556.3958 | -450988.8407 | 9524.125 | 643.7609 | -3713.6098 | 23581.1329 | 27283.2694 | 36967.6041 | 96484.0127 | 111929.2056 | 132746.3648 | 126789.5327 | 218409.8421 | 280036.7678 | 277384.7146 | 302945.2627 | 334411.0303 | 333181.1545 | 331044.3372 | 330755.2606 | 362700.4961 | 359799.5033 | 358590.5769 | -75659.765 | -45915.6302 | -41861.1656 | -39919.649 | -39082.345
|  |  | 2028-2033 CAGR |  | 3.023% | 2.735% | 1.747% | [26 empty] | Pre-Tier 3 Base Load |  |  |  | -407600.8764 | -410835.6227 | -336797.1035 | -411935.4119 | -477556.3958 | -450988.8407 | 21911.475 | 13031.111 | 8673.7403 | 35994.0967 | 39670.6194 | 49354.9541 | 108871.3627 | 124342.1694 | 145133.7149 | 139176.8827 | 230797.1921 | 292449.7316 | 289772.0646 | 315332.6127 | 346798.3803 | 345594.1183 | 343431.6873 | 343142.6106 | 375315.1436 | 372414.1508 | 371205.2245 | -63045.1175 | -45915.6302 | -41861.1656 | -39919.649 | -39082.345
[5 empty] | 0 | 0 | 0 | [26 empty] | Pre-Tier 3 Low Load |  |  |  | -407600.8764 | -410835.6227 | -336797.1035 | -411935.4119 | -477556.3958 | -450988.8407 | 9524.125 | 643.7609 | -3713.6098 | 23581.1329 | 27283.2694 | 36967.6041 | 96484.0127 | 111929.2056 | 132746.3648 | 126789.5327 | 218409.8421 | 280036.7678 | 277384.7146 | 302945.2627 | 334411.0303 | 333181.1545 | 331044.3372 | 330755.2606 | 362700.4961 | 359799.5033 | 358590.5769 | -75659.765 | -45915.6302 | -41861.1656 | -39919.649 | -39082.345
|  |  | 2033-2038 CAGR |  | 1.737% | 2.72% | 2.299% | [26 empty] | VELCO Forecast |  |  |  | -407600.8764 | -410835.6227 | -336797.1035 | -411935.4119 | -477556.3958 | -450988.8407 | 36362.0562 | 48678.5069 | 61166.5122 | 107039.255 | 131166.0147 | 162808.5802 | 244472.4113 | 282042.8659 | 324291.5836 | 338989.2568 | 448876.605 | 525436.7477 | 534878.0739 | 570270.5287 | 609896.5804 | 615566.6794 | 619414.3873 | 623350.9354 | 658104.5939 | 657463.191 | 658512.9692 | -63045.1175 | -45915.6302 | -41861.1656 | -39919.649 | -39082.345
[5 empty] | 0 | 0 | 0 | [26 empty] | Climate Action Plan Forecast |  |  |  | -407600.8764 | -410835.6227 | -336797.1035 | -411935.4119 | -477556.3958 | -450988.8407 | 45512.1795 | 65393.6601 | 75486.4432 | 118943.0928 | 140951.5795 | 169642.64 | 249219.0043 | 286056.0862 | 328825.6806 | 345416.2362 | 459285.106 | 543259.606 | 563138.2767 | 610468.0505 | 662328.003 | 678533.6932 | 690722.8632 | 703441.0731 | 748303.9567 | 758093.3144 | 769574.7386 | -63045.1175 | -45915.6302 | -41861.1656 | -39919.649 | -39082.345
|  |  | 2038-2042 CAGR |  | 0.4106% | 1.676% | 1.289% | [26 empty] | VEC Forecast |  |  |  | -407600.8764 | -410835.6227 | -336797.1035 | -411935.4119 | -477556.3958 | -450988.8407 | 25296.1691 | 23321.783 | 26706.9915 | 63052.8861 | 77103.9566 | 98525.0477 | 170971.1735 | 200626.9939 | 236892.9179 | 247610.273 | 356854.1365 | 436227.1943 | 450681.4786 | 492189.789 | 537989.2054 | 549283.7674 | 557811.65 | 566810.9987 | 607076.4525 | 611330.0731 | 616668.974 | -63045.1175 | -45915.6302 | -41861.1656 | -39919.649 | -39082.345
[34 empty] | Average of High and Low | [9 empty] | 35404.1743 | 44357.7216 | 51096.7174 | 91060.6183 | 109444.7423 | 135036.2408 | 211615.3272 | 245281.2451 | 284906.9671 | 298412.8059 | 409480.6185 | 490339.3699 | 506966.7297 | 551328.9197 | 600158.6042 | 613908.7303 | 624267.2566 | 635126.0359 | 677690.2046 | 684711.6937 | 693121.8563 | -63045.1175 | -45915.6302 | -41861.1656 | -39919.649 | -39082.345
[34 empty] | Carbon Free MWh |  |  |  | 298081.6549 | 299467.4012 | 310970.902 | 378307.5758 | 369400.2922 | 327465.2037 | 357240.2648 | 351288.7759 | 352005.9524 | 360482.197 | 353289.0389 | 339995.8242 | 282351.4197 | 273304.291 | 249362.7332 | 256319.1932 | 170969.7772 | 170663.2961 | 169950.4883 | 141007.6105 | 106224.2856 | 104053.9574 | 102809.4158 | 99735.8097 | 64130.2897 | 63644.1626 | 61448.5467 | 60199.5247 | 45915.6302 | 41861.1656 | 39919.649 | 39082.345
[34 empty] | Renewable MWh |  |  |  | 212671.6549 | 220843.4012 | 232814.902 | 276610.8242 | 269682.9 | 225671.9286 | 247589.6856 | 248658.1967 | 249609.3732 | 250597.6178 | 250658.4597 | 238152.5146 | 174461.1423 | 172583.772 | 149527.9142 | 149631.0624 | 149746.6256 | 149978.1686 | 149734.5919 | 121884.6838 | 88641.1875 | 88713.8558 | 88677.7737 | 87212.0069 | 53101.856 | 53078.4302 | 51545.384 | 50623.188 | 39082.345 | 39082.345 | 39082.345 | 39082.345
[5 empty] | 0 | 0 | 0
Carbon Free %
[34 empty] | VELCO Forecast |  |  |  | #DIV/0! | #DIV/0! | #DIV/0! | #DIV/0! | #DIV/0! | #DIV/0! | 69.12% | 65.73% | 64.3% | 64.1% | 61% | 56.9% | 45.83% | 43.06% | 38.21% | 38.27% | 24.97% | 24.52% | 24.11% | 19.82% | 14.83% | 14.46% | 14.24% | 13.79% | 8.879% | 8.826% | 8.535% | -2116% | #DIV/0! | #DIV/0! | #DIV/0! | #DIV/0!
[34 empty] | Climate Action Plan Forecast |  |  |  | #DIV/0! | #DIV/0! | #DIV/0! | #DIV/0! | #DIV/0! | #DIV/0! | 67.92% | 63.74% | 62.66% | 62.78% | 59.99% | 56.26% | 45.48% | 42.79% | 37.95% | 37.9% | 24.6% | 23.9% | 23.18% | 18.76% | 13.82% | 13.3% | 12.96% | 12.42% | 7.894% | 7.745% | 7.394% | -2116% | #DIV/0! | #DIV/0! | #DIV/0! | #DIV/0!
[34 empty] | VEC Forecast |  |  |  | #DIV/0! | #DIV/0! | #DIV/0! | #DIV/0! | #DIV/0! | #DIV/0! | 70.63% | 69.01% | 68.61% | 69.54% | 67.28% | 63.76% | 52.03% | 49.4% | 44.12% | 44.31% | 28.85% | 28.12% | 27.38% | 22.27% | 16.49% | 15.93% | 15.56% | 14.96% | 9.554% | 9.429% | 9.062% | -2116% | #DIV/0! | #DIV/0! | #DIV/0! | #DIV/0!
[34 empty] | Average of High and Low |  |  |  | #DIV/0! | #DIV/0! | #DIV/0! | #DIV/0! | #DIV/0! | #DIV/0! | 69.25% | 66.27% | 65.5% | 65.98% | 63.38% | 59.67% | 48.41% | 45.71% | 40.66% | 40.73% | 26.5% | 25.82% | 25.1% | 20.37% | 15.04% | 14.49% | 14.14% | 13.57% | 8.645% | 8.505% | 8.144% | -2116% | #DIV/0! | #DIV/0! | #DIV/0! | #DIV/0!
Renewable %
[34 empty] | VELCO Forecast |  |  |  | #DIV/0! | #DIV/0! | #DIV/0! | #DIV/0! | #DIV/0! | #DIV/0! | 47.9% | 46.53% | 45.59% | 44.56% | 43.28% | 39.86% | 28.32% | 27.19% | 22.91% | 22.34% | 21.87% | 21.54% | 21.24% | 17.13% | 12.38% | 12.33% | 12.28% | 12.06% | 7.352% | 7.361% | 7.159% | -1779% | #DIV/0! | #DIV/0! | #DIV/0! | #DIV/0!
[34 empty] | Climate Action Plan Forecast |  |  |  | #DIV/0! | #DIV/0! | #DIV/0! | #DIV/0! | #DIV/0! | #DIV/0! | 47.07% | 45.12% | 44.43% | 43.64% | 42.56% | 39.41% | 28.1% | 27.02% | 22.75% | 22.13% | 21.54% | 21.01% | 20.42% | 16.22% | 11.53% | 11.34% | 11.18% | 10.86% | 6.536% | 6.459% | 6.203% | -1779% | #DIV/0! | #DIV/0! | #DIV/0! | #DIV/0!
[34 empty] | VEC Forecast |  |  |  | #DIV/0! | #DIV/0! | #DIV/0! | #DIV/0! | #DIV/0! | #DIV/0! | 48.95% | 48.85% | 48.65% | 48.35% | 47.74% | 44.66% | 32.15% | 31.19% | 26.45% | 25.87% | 25.27% | 24.71% | 24.12% | 19.25% | 13.76% | 13.58% | 13.42% | 13.08% | 7.911% | 7.864% | 7.601% | -1779% | #DIV/0! | #DIV/0! | #DIV/0! | #DIV/0!
[34 empty] | Average of High and Low |  |  |  | #DIV/0! | #DIV/0! | #DIV/0! | #DIV/0! | #DIV/0! | #DIV/0! | 47.99% | 46.91% | 46.45% | 45.87% | 44.97% | 41.8% | 29.91% | 28.86% | 24.38% | 23.78% | 23.21% | 22.69% | 22.12% | 17.6% | 12.55% | 12.36% | 12.2% | 11.87% | 7.158% | 7.093% | 6.831% | -1779% | #DIV/0! | #DIV/0! | #DIV/0! | #DIV/0!
Carbon Free Attributes Shortfall - MWh
[34 empty] | VELCO Forecast |  |  |  | -298081.6549 | -299467.4012 | -310970.902 | -378307.5758 | -369400.2922 | -327465.2037 | 159619.2932 | 183115.3114 | 195475.3166 | 201852.0594 | 225850.8192 | 257541.3847 | 333775.4607 | 361370.7353 | 403267.4531 | 413504.7929 | 513665.1411 | 525489.2838 | 534930.61 | 570323.0648 | 609896.5804 | 615566.6794 | 619414.3873 | 623350.9354 | 658104.5939 | 657463.191 | 658512.9692 | -63045.1175 | -45915.6302 | -41861.1656 | -39919.649 | -39082.345
[34 empty] | Climate Action Plan Forecast |  |  |  | -298081.6549 | -299467.4012 | -310970.902 | -378307.5758 | -369400.2922 | -327465.2037 | 168769.4164 | 199830.4646 | 209795.2477 | 213755.8972 | 235636.384 | 264375.4445 | 338522.0537 | 365383.9557 | 407801.5501 | 419931.7723 | 524073.6422 | 543312.1421 | 563190.8128 | 610520.5866 | 662328.003 | 678533.6932 | 690722.8632 | 703441.0731 | 748303.9567 | 758093.3144 | 769574.7386 | -63045.1175 | -45915.6302 | -41861.1656 | -39919.649 | -39082.345
[34 empty] | VEC Forecast |  |  |  | -298081.6549 | -299467.4012 | -310970.902 | -378307.5758 | -369400.2922 | -327465.2037 | 148553.406 | 157758.5875 | 161015.796 | 157865.6906 | 171788.7611 | 193257.8521 | 260274.2229 | 279954.8634 | 315868.7874 | 322125.8091 | 421642.6726 | 436279.7304 | 450734.0147 | 492242.3251 | 537989.2054 | 549283.7674 | 557811.65 | 566810.9987 | 607076.4525 | 611330.0731 | 616668.974 | -63045.1175 | -45915.6302 | -41861.1656 | -39919.649 | -39082.345
Renewable Attributes Shortfall - MWh
[34 empty] | VELCO Forecast |  |  |  | -212671.6549 | -220843.4012 | -232814.902 | -276610.8242 | -269682.9 | -225671.9286 | 269269.8724 | 285745.8906 | 297871.8958 | 311736.6386 | 328481.3984 | 359384.6943 | 441665.7381 | 462091.2544 | 503102.272 | 520192.9238 | 534888.2927 | 546174.4113 | 555146.5064 | 589445.9915 | 627479.6784 | 630906.7811 | 633546.0293 | 635874.7382 | 669133.0276 | 668028.9234 | 668416.1319 | -53468.7809 | -39082.345 | -39082.345 | -39082.345 | -39082.345
[34 empty] | Climate Action Plan Forecast |  |  |  | -212671.6549 | -220843.4012 | -232814.902 | -276610.8242 | -269682.9 | -225671.9286 | 278419.9956 | 302461.0438 | 312191.8269 | 323640.4764 | 338266.9632 | 366218.7541 | 446412.331 | 466104.4747 | 507636.3691 | 526619.9032 | 545296.7938 | 563997.2697 | 583406.7092 | 629643.5133 | 679911.1011 | 693873.7949 | 704854.5053 | 715964.8759 | 759332.3903 | 768659.0468 | 779477.9014 | -53468.7809 | -39082.345 | -39082.345 | -39082.345 | -39082.345
[34 empty] | VEC Forecast |  |  |  | -212671.6549 | -220843.4012 | -232814.902 | -276610.8242 | -269682.9 | -225671.9286 | 258203.9852 | 260389.1667 | 263412.3752 | 267750.2698 | 274419.3403 | 295101.1618 | 368164.5003 | 380675.3824 | 415703.6064 | 428813.94 | 442865.8243 | 456964.8579 | 470949.9111 | 511365.2518 | 555572.3034 | 564623.869 | 571943.2921 | 579334.8015 | 618104.8862 | 621895.8054 | 626572.1368 | -53468.7809 | -39082.345 | -39082.345 | -39082.345 | -39082.345
[34 empty] | Average of High and Low |  |  |  | -212671.6549 | -220843.4012 | -232814.902 | -276610.8242 | -269682.9 | -225671.9286 | 268311.9904 | 281425.1052 | 287802.101 | 295758.002 | 306760.1259 | 331612.3549 | 408808.654 | 425329.6336 | 463717.6555 | 479616.4728 | 495492.3062 | 511077.0335 | 527235.1622 | 570504.3826 | 617741.7023 | 629248.8319 | 638398.8987 | 647649.8387 | 688718.6382 | 695277.4261 | 703025.0191 | -53468.7809 | -39082.345 | -39082.345 | -39082.345 | -39082.345
[49 empty] | 50.25% | 254705.6739 | 458869.7452
[49 empty] | 35.92% | 345856.0086 | 460939.3023
[49 empty] | 33.56% | 380610.2832 | 463400.5869
[49 empty] | 26.01% | 448732.6356 | 466954.1633
[49 empty] | 24.71% | 481777.3493 | 471664.8163
[49 empty] | 23.59% | 513013.1746 | 477932.6742
[49 empty] | 19.63% | 562518.6551 | 486379.2562
[49 empty] | 18.97% | 587036.956 | 495964.8318
[49 empty] | 17.63% | 611454.5332 | 506717.0465
[49 empty] | 13% | 653610.6394 | 518854.0725
[49 empty] | 12.97% | 655881.1922 | 531733.6921
545276.5713
558923.1207
572525.5441
586215.9939
599346.1771
611499.275
621643.6863
629574.9242
636398.7475

## Tier 1 Data - MOU I.4
H40 Tier I
ANNUAL TIER 1 ENERGY REQUIREMENTS and COMMITTED RESOURCES (MWh)
Total Renewable Energy Requirement | Year | Pre-Tier 3 Annual Load High | Pre-Tier 3 Annual Load Base | Pre-Tier 3 Annual Load Low | VELCO Forecast | Climate Action Plan Forecast | VEC Forecast | Pre-Tier 3 Annual Sales High | Pre-Tier 3 Annual Sales Base | Pre-Tier 3 Annual Sales Low | Post-Tier 3 Annual Sales High | Post-Tier 3 Annual Sales Base | Post-Tier 3 Annual Sales Low | Net Tier 1 Maximum % Requirement | Year | Pre-Tier 3 Tier 1 High | Pre-Tier 3 Tier 1 Base | Pre-Tier 3 Tier 1 Low | VELCO Forecast Tier I Requirement | Climate Action Plan Forecast Tier I Requirement | VEC ForecastTier I Requirement | GDF REC Purchase | Great River REC Purchase | STX REC Purchase | FirstLight Power REC Purchase | HQ 2021-2023 | HQUS VEC | HQUS WEC | NYPA | Ryegate | Kingdom Wind | Newport Hydro | Howard Wind | Brookfield Hydro | Sheffield - Fixed Price | Standard Offer - Pre-July 2015 | Total Tier 1 Resources | KCW REC Sale | Sheffield REC Sale | Ryegate REC Sale | SPEED SO REC Sale | REC Sale E | REC Sale F | REC Sale G | Total REC Sales | Net Tier 1 Resources | Pre-Tier 3 Shortfall (Excess) High | Pre-Tier 3 Shortfall (Excess) Base | Pre-Tier 3 Shortfall (Excess) Low | Post-Tier 3 Shortfall (Excess) High | Post-Tier 3 Shortfall (Excess) Base | Post-Tier 3 Shortfall (Excess) Low
| 2016 | 0 | 0 | 0 | 0 | 0 | 0 | #REF! | #REF! | #REF! | #REF! | #REF! | #REF! |  | 2016 | [10 empty] | 0 | 0 | 0 | 0 | 2802.8065 | 0 |  |  |  | 0 | 0 |  | 0 | 0 | 2803 | 0 |  |  |  | 2803
55% | 2017 | 0 | 0 | 0 | 0 | 0 | 0 | 0 | 0 | 0 | 0 | 0 | 0 | 54% | 2017 | 0 | 0 | 0 | 0 | 0 | 0 | 20000 | 30000 |  |  | 0 | 0 | 0 | 0 | 0 | 0 |  |  |  | 0 | 0 | 50000 | 0 | 0 | 0 | 0 |  |  |  | 0 | 50000 | -50000 | -50000 | -50000 | -50000 | -50000 | -50000 |  |  | REC Sensitivity Analysis
55% | 2018 | 0 | 0 | 0 | 0 | 0 | 0 | 0 | 0 | 0 | 0 | 0 | 0 | 53.4% | 2018 | 0 | 0 | 0 | 0 | 0 | 0 | 20000 | 20000 | 15000 | 30000 | 0 | 99280 | 23360 | 40918.044 | 6804.2913 | 19193.496 |  |  |  | 22207.9105 | 0 | 296763.7418 | 19193 | 22208 | 6804 | 0 |  |  |  | 48205 | 248558.7418 | -248558.7418 | -248558.7418 | -248558.7418 | -248558.7418 | -248558.7418 | -248558.7418 | 296763.7418 | #DIV/0! |  |  | 56549.6467 | 565496.4669
55% | 2019 | 0 | 0 | 0 | 0 | 0 | 0 | 0 | 0 | 0 | 0 | 0 | 0 | 52.8% | 2019 | 0 | 0 | 0 | 0 | 0 | 0 | 20000 | 0 | 0 | 0 | 0 | 99280 | 23360 | 41031.343 | 6810.5219 | 21852.8181 |  |  |  | 21870.6015 | 0 | 234205.2845 | 21853 | 21871 | 6811 | 0 |  |  |  | 50535 | 183670.2845 | -183670.2845 | -183670.2845 | -183670.2845 | -183670.2845 | -183670.2845 | -183670.2845 | 234205.2845 | #DIV/0! | 0.1 | 1 | 5053.5 | 50535
59% | 2020 | 0 | 0 | 0 | 0 | 0 | 0 | 0 | 0 | 0 | 0 | 0 | 0 | 56.2% | 2020 | 0 | 0 | 0 | 0 | 0 | 0 | 0 | 0 | 0 | 0 | 0 | 102480 | 23424 | 41031.343 | 6810.5219 | 21852.8181 |  |  |  | 21870.6015 | 0 | 217469.2845 | 21853 | 21871 | 6811 | 0 |  |  |  | 50535 | 166934.2845 | -166934.2845 | -166934.2845 | -166934.2845 | -166934.2845 | -166934.2845 | -166934.2845 | 217469.2845 | #DIV/0! | 0.102 | 1.02 | 5154.57 | 51545.7
59% | 2021 | 0 | 0 | 0 | 0 | 0 | 0 | 0 | 0 | 0 | 0 | 0 | 0 | 55.6% | 2021 | 0 | 0 | 0 | 0 | 0 | 0 | 0 | 0 | 0 | 0 | 0 | 116800 | 23360 | 41031.343 | 8274.3867 | 21852.8181 |  |  |  | 17159.5815 | 0 | 228478.1294 | 21853 | 17160 | 8274 | 0 |  |  |  | 47287 | 181191.1294 | -181191.1294 | -181191.1294 | -181191.1294 | -181191.1294 | -181191.1294 | -181191.1294 | 228478.1294 | #DIV/0! | 0.10404 | 1.0404 | 4919.7395 | 49197.3948
59% | 2022 | 0 | 0 | 0 | 0 | 0 | 0 | 0 | 0 | 0 | 0 | 0 | 0 | 55% | 2022 | 0 | 0 | 0 | 0 | 0 | 0 | 0 | 0 | 0 | 0 | 39408 | 116800 | 23360 | 45987.603 | 12263.4912 | 21326.282 |  |  |  | 0 | 0 | 259145.3762 | 21326 | 0 | 12263 | 0 |  |  |  | 33589 | 225556.3762 | -225556.3762 | -225556.3762 | -225556.3762 | -225556.3762 | -225556.3762 | -225556.3762 | 259145.3762 | #DIV/0! | 0.10612 | 1.0612 | 3564.4916 | 35644.9155
63% | 2023 | 0 | 0 | 0 | 0 | 0 | 0 | 0 | 0 | 0 | 0 | 0 | 0 | 58.4% | 2023 | 0 | 0 | 0 | 0 | 0 | 0 | 0 | 0 | 0 | 0 | 39408 | 116800 | 16512 | 45987.603 | 12263.4912 | 21326.282 |  | 39560 | 0 | 7822.4675 | 0 | 299679.8437 | 21326 | 7822 | 12263 | 0 |  |  |  | 41411 | 258268.8437 | -258268.8437 | -258268.8437 | -258268.8437 | -258268.8437 | -258268.8437 | -258268.8437 |  | #DIV/0! | 0.10824 | 1.0824 | 4482.4598 | 44824.5982
63% | 2024 | 0 | 0 | 0 | 0 | 0 | 0 | 0 | 0 | 0 | 0 | 0 | 0 | 57.8% | 2024 | 0 | 0 | 0 | 0 | 0 | 0 | 0 | 0 | 0 | 0 | 0 | 117120 | 11712 | 45987.603 | 12263.4912 | 21326.282 |  | 39560 | 0 | 7822.4675 | 0 | 255791.8437 | 21326 | 7822 | 12263 | 0 |  |  |  | 41411 | 214380.8437 | -214380.8437 | -214380.8437 | -214380.8437 | -214380.8437 | -214380.8437 | -214380.8437 |  | #DIV/0! | 0.11041 | 1.1041 | 4572.109 | 45721.0901
63% | 2025 | 490021.6267 | 502408.9767 | 490021.6267 | 516859.558 | 526009.6812 | 505793.6708 | 502408.9767 | 502408.9767 | 502408.9767 | 516859.558 | 526009.6812 | 505793.6708 | 57.2% | 2025 | 287377.9347 | 287377.9347 | 287377.9347 | 295643.6672 | 300877.5376 | 289313.9797 | 0 | 0 | 0 | 0 | 0 | 116800 | 11680 | 39082.345 | 12263.4912 | 21326.282 |  | 39560 | 0 | 7822.4675 | 0 | 248534.5857 | 21326 | 7822 | 12263 | 0 |  |  |  | 41411 | 207123.5857 | 80254.349 | 80254.349 | 80254.349 | 88520.0815 | 93753.952 | 82190.394 |  | 82.6% | 0.11262 | 1.1262 | 4663.5512 | 46635.5119
63% | 2026 | 486369.3413 | 498756.6914 | 486369.3413 | 534404.0873 | 551119.2405 | 509047.3634 | 498756.6914 | 498756.6914 | 498756.6914 | 534404.0873 | 551119.2405 | 509047.3634 | 55.2% | 2026 | 275313.6936 | 275313.6936 | 275313.6936 | 294991.0562 | 304217.8207 | 280994.1446 | 0 | 0 | 0 | 0 | 0 | 116800 | 11680 | 39082.345 | 12263.4912 | 21326.282 | 14251.3333 | 39560 | 64928 | 15644.935 | 0 | 335536.3865 | 21326 | 15645 | 12263 | 0 |  |  |  | 49234 | 286302.3865 | -10988.6929 | -10988.6929 | -10988.6929 | 8688.6697 | 17915.4342 | -5308.2419 |  | 110.3% | 0.11487 | 1.1487 | 5655.439 | 56554.3902
63% | 2027 | 482601.1471 | 494988.4971 | 482601.1471 | 547481.269 | 561801.2001 | 513021.7484 | 494988.4971 | 494988.4971 | 494988.4971 | 547481.269 | 561801.2001 | 513021.7484 | 53.2% | 2027 | 263333.8805 | 263333.8805 | 263333.8805 | 291260.0351 | 298878.2384 | 272927.5701 | 0 | 0 | 0 | 0 | 0 | 116800 | 11680 | 39082.345 | 12263.4912 | 21326.282 | 14251.3333 | 39560 | 64800 | 15644.935 | 0 | 335408.3865 | 21326 | 15645 | 12263 | 0 |  |  |  | 49234 | 286174.3865 | -22840.506 | -22840.506 | -22840.506 | 5085.6486 | 12703.8519 | -13246.8164 |  | 112.2% | 0.11717 | 1.1717 | 5768.5478 | 57685.478
67% | 2028 | 478876.1344 | 491289.0982 | 478876.1344 | 562334.2564 | 574238.0943 | 518347.8876 | 491289.0982 | 491289.0982 | 491289.0982 | 562334.2564 | 574238.0943 | 518347.8876 | 55.2% | 2028 | 271191.5822 | 271191.5822 | 271191.5822 | 310408.5096 | 316979.428 | 286128.0339 | 0 | 0 | 0 | 0 | 0 | 117120 | 11712 | 39082.345 | 12263.4912 | 21326.282 | 14251.3333 | 0 | 64864 | 15644.935 | 0 | 296264.3865 | 21326 | 15645 | 12263 | 0 |  |  |  | 49234 | 247030.3865 | 24161.1957 | 24161.1957 | 24161.1957 | 63378.123 | 69949.0415 | 39097.6474 |  | 93.46% | 0.11951 | 1.1951 | 5883.9188 | 58839.1875
67% | 2029 | 475257.1128 | 487644.4628 | 475257.1128 | 579139.8581 | 588925.4229 | 525077.8 | 487644.4628 | 487644.4628 | 487644.4628 | 579139.8581 | 588925.4229 | 525077.8 | 53.2% | 2029 | 259426.8542 | 259426.8542 | 259426.8542 | 308102.4045 | 313308.325 | 279341.3896 | 0 | 0 | 0 | 0 | 0 | 116800 | 11680 | 39082.345 | 12263.4912 | 21326.282 | 14251.3333 | 0 | 64736 | 15644.935 | 0 | 295784.3865 | 21326 | 15645 | 12263 | 0 |  |  |  | 49234 | 246550.3865 | 12876.4677 | 12876.4677 | 12876.4677 | 61552.018 | 66757.9385 | 32791.0031 |  | 94.41% | 0.1219 | 1.219 | 6001.5971 | 60015.9713
100% | 2030 | 471696.2328 | 484083.5828 | 471696.2328 | 597537.2089 | 604371.2687 | 533253.6763 | 484083.5828 | 484083.5828 | 484083.5828 | 597537.2089 | 604371.2687 | 533253.6763 | 84.2% | 2030 | 407598.3767 | 407598.3767 | 407598.3767 | 503126.3299 | 508880.6082 | 448999.5955 | 0 | 0 | 0 | 0 | 0 | 103960.72 | 11680 | 39082.345 | 12263.4912 | 21326.282 | 14251.3333 | 0 | 64784 | 15644.935 | 0 | 282993.1065 | 21326 | 15645 | 12263 | 0 |  |  |  | 49234 | 233759.1065 | 173839.2702 | 173839.2702 | 173839.2702 | 269367.2234 | 275121.5017 | 215240.489 |  | 55.61% | 0.12434 | 1.2434 | 6121.6291 | 61216.2907
100% | 2031 | 468138.4818 | 480525.8318 | 468138.4818 | 616126.8804 | 620873.4734 | 542625.6426 | 480525.8318 | 480525.8318 | 480525.8318 | 616126.8804 | 620873.4734 | 542625.6426 | 82.2% | 2031 | 394992.2338 | 394992.2338 | 394992.2338 | 506456.2957 | 510357.9951 | 446038.2782 | 0 | 0 | 0 | 0 | 0 | 39974.8 | 11680 | 39082.345 | 12263.4912 | 21326.282 | 14251.3333 | 0 | 64784 | 10215.18 | 0 | 213577.4315 | 21326 | 10215 | 12263 | 0 |  |  |  | 43804 | 169773.4315 | 225218.8022 | 225218.8022 | 225218.8022 | 336682.8642 | 340584.5636 | 276264.8467 |  | 41.85% | 0.12682 | 1.2682 | 5555.4064 | 55554.0636
100% | 2032 | 464561.3661 | 476974.3299 | 464561.3661 | 634675.0264 | 638688.2467 | 553259.1544 | 476974.3299 | 476974.3299 | 476974.3299 | 634675.0264 | 638688.2467 | 553259.1544 | 80% | 2032 | 381579.4639 | 381579.4639 | 381579.4639 | 507740.0211 | 510950.5974 | 442607.3235 | 0 | 0 | 0 | 0 | 0 | 40084.32 | 11712 | 39082.345 | 10212.9551 | 21326.282 | 14251.3333 | 0 | 65024 | 0 | 0 | 201693.2354 | 21326 | 0 | 10213 | 0 |  |  |  | 31539 | 170154.2354 | 211425.2285 | 211425.2285 | 211425.2285 | 337585.7857 | 340796.3619 | 272453.0881 |  | 39.47% | 0.12936 | 1.2936 | 4079.906 | 40799.0595
100% | 2033 | 461084.9675 | 473472.3175 | 461084.9675 | 652630.1862 | 657164.2833 | 565231.5206 | 473472.3175 | 473472.3175 | 473472.3175 | 652630.1862 | 657164.2833 | 565231.5206 | 80% | 2033 | 378777.854 | 378777.854 | 378777.854 | 522104.149 | 525731.4266 | 452185.2164 | 0 | 0 | 0 | 0 | 0 | 39974.8 | 0 | 39082.345 | 0 | 21326.282 | 14251.3333 | 0 | 64672 | 0 | 0 | 179306.7603 | 21326 | 0 | 0 | 0 |  |  |  | 21326 | 157980.7603 | 220797.0937 | 220797.0937 | 220797.0937 | 364123.3886 | 367750.6663 | 294204.4561 |  | 34.11% | 0.13195 | 1.3195 | 2813.9204 | 28139.2041
100% | 2034 | 457624.262 | 470011.612 | 457624.262 | 669823.9862 | 676250.9656 | 578445.0024 | 470011.612 | 470011.612 | 470011.612 | 669823.9862 | 676250.9656 | 578445.0024 | 80% | 2034 | 376009.2896 | 376009.2896 | 376009.2896 | 535859.1889 | 541000.7725 | 462756.0019 | 0 | 0 | 0 | 0 | 0 | 39974.8 | 0 | 39082.345 | 0 | 21326.282 | 9807 | 0 | 64656 | 0 | 0 | 174846.427 | 21326 | 0 | 0 | 0 |  |  |  | 21326 | 153520.427 | 222488.8626 | 222488.8626 | 222488.8626 | 382338.7619 | 387480.3455 | 309235.5749 |  | 32.32% | 0.13459 | 1.3459 | 2870.1988 | 28701.9882
100% | 2035 | 454168.1554 | 466555.5055 | 454168.1554 | 684634.9183 | 695043.4194 | 592612.4499 | 466555.5055 | 466555.5055 | 466555.5055 | 684634.9183 | 695043.4194 | 592612.4499 | 80% | 2035 | 373244.4044 | 373244.4044 | 373244.4044 | 547707.9347 | 556034.7355 | 474089.9599 | 0 | 0 | 0 | 0 | 0 | 39974.8 | 0 | 39082.345 | 0 | 21326.282 | 0 | 0 | 64736 | 0 | 0 | 165119.427 | 21326 | 0 | 0 | 0 |  |  |  | 21326 | 143793.427 | 229450.9774 | 229450.9774 | 229450.9774 | 403914.5077 | 412241.3085 | 330296.5329 |  | 29.7% | 0.13728 | 1.3728 | 2927.6028 | 29276.0279
100% | 2036 | 450752.6 | 463165.5638 | 450752.6 | 696152.5799 | 713975.4383 | 606943.0265 | 463165.5638 | 463165.5638 | 463165.5638 | 696152.5799 | 713975.4383 | 606943.0265 | 80% | 2036 | 370532.451 | 370532.451 | 370532.451 | 556922.0639 | 571180.3506 | 485554.4212 | 0 | 0 | 0 | 0 | 0 | 40084.32 | 0 | 39082.345 | 0 | 21326.282 | 0 | 0 | 0 | 0 | 0 | 100492.947 | 21326 | 0 | 0 | 0 |  |  |  | 21326 | 79166.947 | 291365.504 | 291365.504 | 291365.504 | 477755.1169 | 492013.4036 | 406387.4742 |  | 17.59% | 0.14002 | 1.4002 | 2986.1549 | 29861.5485
100% | 2037 | 447387.739 | 459775.089 | 447387.739 | 704881.0983 | 733141.3011 | 620684.503 | 459775.089 | 459775.089 | 459775.089 | 704881.0983 | 733141.3011 | 620684.503 | 80% | 2037 | 367820.0712 | 367820.0712 | 367820.0712 | 563904.8786 | 586513.0409 | 496547.6024 | 0 | 0 | 0 | 0 | 0 | 39974.8 | 0 | 39082.345 | 0 | 21188.506 | 0 | 0 | 0 | 0 | 0 | 100245.651 | 21189 | 0 | 0 | 0 |  |  |  | 21189 | 79056.651 | 288763.4202 | 288763.4202 | 288763.4202 | 484848.2276 | 507456.3899 | 417490.9514 |  | 17.09% | 0.14282 | 1.4282 | 3026.311 | 30263.1097
100% | 2038 | 444005.4093 | 456392.7593 | 444005.4093 | 711330.6753 | 751528.1971 | 633249.9356 | 456392.7593 | 456392.7593 | 456392.7593 | 711330.6753 | 751528.1971 | 633249.9356 | 80% | 2038 | 365114.2074 | 365114.2074 | 365114.2074 | 569064.5402 | 601222.5577 | 506599.9485 | 0 | 0 | 0 | 0 | 0 | 33294.08 | 0 | 39082.345 | 0 | 0 | 0 | 0 | 0 | 0 | 0 | 72376.425 | 0 | 0 | 0 | 0 |  |  |  | 0 | 72376.425 | 292737.7824 | 292737.7824 | 292737.7824 | 496688.1152 | 528846.1327 | 434223.5235 |  | 12.04% | 0.14568 | 1.4568 | 0 | 0
100% | 2039 | 440635.3159 | 453022.6659 | 440635.3159 | 716120.866 | 768552.2886 | 644213.491 | 453022.6659 | 453022.6659 | 453022.6659 | 716120.866 | 768552.2886 | 644213.491 | 80% | 2039 | 362418.1327 | 362418.1327 | 362418.1327 | 572896.6928 | 614841.8309 | 515370.7928 | 0 | 0 | 0 | 0 | 0 | 0 | 0 | 39082.345 | 0 | 0 | 0 | 0 | 0 | 0 | 0 | 39082.345 | 0 | 0 | 0 | 0 |  |  |  | 0 | 39082.345 | 323335.7877 | 323335.7877 | 323335.7877 | 533814.3478 | 575759.4859 | 476288.4478 |  | 6.356% | 0.14859 | 1.4859 | 0 | 0
100% | 2040 | 437235.1119 | 449648.0757 | 437235.1119 | 719620.6369 | 782587.6507 | 653337.7248 | 449648.0757 | 449648.0757 | 449648.0757 | 719620.6369 | 782587.6507 | 653337.7248 | 80% | 2040 | 359718.4606 | 359718.4606 | 359718.4606 | 575696.5095 | 626070.1205 | 522670.1799 | 0 | 0 | 0 | 0 | 0 | 0 | 0 | 39082.345 | 0 | 0 | 0 | 0 | 0 | 0 | 0 | 39082.345 | 0 | 0 | 0 | 0 |  |  |  | 0 | 39082.345 | 320636.1156 | 320636.1156 | 320636.1156 | 536614.1645 | 586987.7755 | 483587.8349 |  | 6.242% | 0.15157 | 1.5157 | 0 | 0
100% | 2041 | 433853.753 | 446241.103 | 433853.753 | 722223.803 | 793532.279 | 660621.0658 | 446241.103 | 446241.103 | 446241.103 | 722223.803 | 793532.279 | 660621.0658 | 80% | 2041 | 356992.8824 | 356992.8824 | 356992.8824 | 577779.0424 | 634825.8232 | 528496.8526 | 0 | 0 | 0 | 0 | 0 | 0 | 0 | 39082.345 | 0 | 0 | 0 | 0 | 0 | 0 | 0 | 39082.345 | 0 | 0 | 0 | 0 |  |  |  | 0 | 39082.345 | 317910.5374 | 317910.5374 | 317910.5374 | 538696.6974 | 595743.4782 | 489414.5076 |  | 6.156% | 0.1546 | 1.546 | 0 | 0
100% | 2042 | 430491.0703 | 442878.4203 | 430491.0703 | 723086.7451 | 803176.8828 | 666546.8084 | 442878.4203 | 442878.4203 | 442878.4203 | 723086.7451 | 803176.8828 | 666546.8084 | 80% | 2042 | 354302.7363 | 354302.7363 | 354302.7363 | 578469.3961 | 642541.5063 | 533237.4467 | 0 | 0 | 0 | 0 | 0 | 0 | 0 | 39082.345 | 0 | 0 | 0 | 0 | 0 | 0 | 0 | 39082.345 | 0 | 0 | 0 | 0 |  |  |  | 0 | 39082.345 | 315220.3913 | 315220.3913 | 315220.3913 | 539387.0511 | 603459.1613 | 494155.1017 |  | 6.082% | 0.15769 | 1.5769 | 0 | 0
100% | 2043 | 426830.7858 | 439445.4333 | 426830.7858 | 722234.8836 | 812434.2463 | 671206.7422 | 439445.4333 | 439445.4333 | 439445.4333 | 722234.8836 | 812434.2463 | 671206.7422 | 80% | 2043 | 351556.3466 | 351556.3466 | 351556.3466 | 577787.9069 | 649947.3971 | 536965.3937 | 0 | 0 | 0 | 0 | 0 | 0 | 0 | 39082.345 | 0 | 0 | 0 | 0 | 0 | 0 | 0 | 39082.345 | 0 | 0 | 0 | 0 |  |  |  | 0 | 39082.345 | 312474.0016 | 312474.0016 | 312474.0016 | 538705.5619 | 610865.0521 | 497883.0487 |  | 6.013% | 0.16084 | 1.6084 | 0 | 0
100% | 2044 | 423443.6659 | 436058.3134 | 423443.6659 | 721107.3536 | 821737.477 | 674974.2356 | 436058.3134 | 436058.3134 | 436058.3134 | 721107.3536 | 821737.477 | 674974.2356 | 80% | 2044 | 348846.6507 | 348846.6507 | 348846.6507 | 576885.8829 | 657389.9816 | 539979.3885 | 0 | 0 | 0 | 0 | 0 | 0 | 0 | 39082.345 | 0 | 0 | 0 | 0 | 0 | 0 | 0 | 39082.345 | 0 | 0 | 0 | 0 |  |  |  | 0 | 39082.345 | 309764.3057 | 309764.3057 | 309764.3057 | 537803.5379 | 618307.6366 | 500897.0435 |  | 5.945% | 0.16406 | 1.6406 | 0 | 0
100% | 2045 | 420039.1237 | 432653.7712 | 420039.1237 | 719961.5159 | 831023.2854 | 678117.5207 | 432653.7712 | 432653.7712 | 432653.7712 | 719961.5159 | 831023.2854 | 678117.5207 | 80% | 2045 | 346123.0169 | 346123.0169 | 346123.0169 | 575969.2127 | 664818.6283 | 542494.0166 | 0 | 0 | 0 | 0 | 0 | 0 | 0 | 39082.345 | 0 | 0 | 0 | 0 | 0 | 0 | 0 | 39082.345 | 0 | 0 | 0 | 0 |  |  |  | 0 | 39082.345 | 307040.6719 | 307040.6719 | 307040.6719 | 536886.8677 | 625736.2833 | 503411.6716 |  | 5.879% | 0.16734 | 1.6734 | 0 | 0
100% | 2046 | -15460.2404 | -2845.5929 | -15460.2404 | -2845.5929 | -2845.5929 | -2845.5929 | -2845.5929 | -2845.5929 | -2845.5929 | -2845.5929 | -2845.5929 | -2845.5929 | 80% | 2046 | -2276.4743 | -2276.4743 | -2276.4743 | -2276.4743 | -2276.4743 | -2276.4743 | 0 | 0 | 0 | 0 | 0 | 0 | 0 | 39082.345 | 0 | 0 | 0 | 0 | 0 | 0 | 0 | 39082.345 | 0 | 0 | 0 | 0 |  |  |  | 0 | 39082.345 | -41358.8193 | -41358.8193 | -41358.8193 | -41358.8193 | -41358.8193 | -41358.8193 |  | -1717% | 0.17069 | 1.7069 | 0 | 0
100% | 2047 | 0 | 0 | 0 | 0 | 0 | 0 | 0 | 0 | 0 | 0 | 0 | 0 | 80% | 2047 | 0 | 0 | 0 | 0 | 0 | 0 | 0 | 0 | 0 | 0 | 0 | 0 | 0 | 39082.345 | 0 | 0 | 0 | 0 | 0 | 0 | 0 | 39082.345 | 0 | 0 | 0 | 0 |  |  |  | 0 | 39082.345 | -39082.345 | -39082.345 | -39082.345 | -39082.345 | -39082.345 | -39082.345 |  | #DIV/0! | 0.1741 | 1.741 | 0 | 0
100% | 2048 | 0 | 0 | 0 | 0 | 0 | 0 | 0 | 0 | 0 | 0 | 0 | 0 | 80% | 2048 | 0 | 0 | 0 | 0 | 0 | 0 | 0 | 0 | 0 | 0 | 0 | 0 | 0 | 39082.345 | 0 | 0 | 0 | 0 | 0 | 0 | 0 | 39082.345 | 0 | 0 | 0 | 0 |  |  |  | 0 | 39082.345 | -39082.345 | -39082.345 | -39082.345 | -39082.345 | -39082.345 | -39082.345 |  | #DIV/0! | 0.17758 | 1.7758 | 0 | 0
100% | 2049 | 0 | 0 | 0 | 0 | 0 | 0 | 0 | 0 | 0 | 0 | 0 | 0 | 80% | 2049 | 0 | 0 | 0 | 0 | 0 | 0 | 0 | 0 | 0 | 0 | 0 | 0 | 0 | 39082.345 | 0 | 0 | 0 | 0 | 0 | 0 | 0 | 39082.345 | 0 | 0 | 0 | 0 |  |  |  | 0 | 39082.345 | -39082.345 | -39082.345 | -39082.345 | -39082.345 | -39082.345 | -39082.345 |  | #DIV/0! | 0.18114 | 1.8114 | 0 | 0
100% | 2050 | 0 | 0 | 0 | 0 | 0 | 0 | 0 | 0 | 0 | 0 | 0 | 0 | 80% | 2050 | 0 | 0 | 0 | 0 | 0 | 0 | 0 | 0 | 0 | 0 | 0 | 0 | 0 | 39082.345 | 0 | 0 | 0 | 0 | 0 | 0 | 0 | 39082.345 | 0 | 0 | 0 | 0 |  |  |  | 0 | 39082.345 | -39082.345 | -39082.345 | -39082.345 | -39082.345 | -39082.345 | -39082.345 |  | #DIV/0! | 0.18476 | 1.8476 | 0 | 0
100% | 2051 | 0 | 0 | 0 | 0 | 0 | 0 | 0 | 0 | 0 | 0 | 0 | 0 | 100% | 2051 | 0 | 0 | 0 | 0 | 0 | 0 | 0 | 0 | 0 | 0 | 0 | 0 | 0 | 39082.345 | 0 | 0 | 0 | 0 | 0 | 0 | 0 | 39082.345 | 0 | 0 | 0 | 0 |  |  |  | 0 | 39082.345 | -39082.345 | -39082.345 | -39082.345 | -39082.345 | -39082.345 | -39082.345 |  | #DIV/0! | 0.18845 | 1.8845 | 0 | 0
100% | 2052 | 0 | 0 | 0 | 0 | 0 | 0 | 0 | 0 | 0 | 0 | 0 | 0 | 100% | 2052 | 0 | 0 | 0 | 0 | 0 | 0 | 0 | 0 | 0 | 0 | 0 | 0 | 0 | 39082.345 | 0 | 0 | 0 | 0 | 0 | 0 | 0 | 39082.345 | 0 | 0 | 0 | 0 |  |  |  | 0 | 39082.345 | -39082.345 | -39082.345 | -39082.345 | -39082.345 | -39082.345 | -39082.345 |  | #DIV/0! | 0.19222 | 1.9222 | 0 | 0
100% | 2053 | 0 | 0 | 0 | 0 | 0 | 0 | 0 | 0 | 0 | 0 | 0 | 0 | 100% | 2053 | 0 | 0 | 0 | 0 | 0 | 0 | 0 | 0 | 0 | 0 | 0 | 0 | 0 | 39082.345 | 0 | 0 | 0 | 0 | 0 | 0 | 0 | 39082.345 | 0 | 0 | 0 | 0 |  |  |  | 0 | 39082.345 | -39082.345 | -39082.345 | -39082.345 | -39082.345 | -39082.345 | -39082.345 |  | #DIV/0! | 0.19607 | 1.9607 | 0 | 0
Note on AP5: Craig Kieny: Assume sale of Solar RECs + Hydro RECs

## Tier 1 Data - MOU 1.5
ANNUAL TIER 1 ENERGY REQUIREMENTS and COMMITTED RESOURCES (RECS) - POST SALE OF HIGH-VALUE RECs
Total Renewable Energy Requirement | Year |  | Pre-Tier 3 Annual Load High | Pre-Tier 3 Annual Load Base | Pre-Tier 3 Annual Load Low | VELCO Forecast | Climate Action Plan Forecast | VEC Forecast | Pre-Tier 3 Annual Sales High | Pre-Tier 3 Annual Sales Base | Pre-Tier 3 Annual Sales Low | Post-Tier 3 Annual Sales High | Post-Tier 3 Annual Sales Base | Post-Tier 3 Annual Sales Low | Tier 1 Maximum % Requirement | Year | Pre-Tier 3 Tier 1 High | Pre-Tier 3 Tier 1 Base | Pre-Tier 3 Tier 1 Low | Post-Tier 3 Tier 1 High | Post-Tier 3 Tier 1 Base | Post-Tier 3 Tier 1 Low | GDF REC Purchase | Great River REC Purchase | STX REC Purchase | FirstLight Power REC Purchase | HQ VJO | HQUS VEC | HQUS WEC | NYPA | Ryegate | Kingdom Wind | Sheffield - Fixed Price | Standard Offer - Pre-July 2015 | Total Tier 1 Resources
| 2016 |  | 0 | 0 | 0 | 0 | 0 | 0 | #REF! | #REF! | #REF! | #REF! | #REF! | #REF! |  | 2016 | [10 empty] | 0 | 0 | 0 | 0
55% | 2017 |  | 0 | 0 | 0 | 0 | 0 | 0 | 0 | 0 | 0 | 0 | 0 | 0 | 54% | 2017 | 0 | 0 | 0 | 0 | 0 | 0 | 20000 | 30000 |  |  | 0 | 0 | 0 | 0 |  |  |  |  | 50000
55% | 2018 | #DIV/0! | 0 | 0 | 0 | 0 | 0 | 0 | 0 | 0 | 0 | 0 | 0 | 0 | 53.4% | 2018 | 0 | 0 | 0 | 0 | 0 | 0 | 20000 | 20000 | 15000 | 30000 | 0 | 99280 | 23360 | 40918.044 |  |  |  |  | 248558.044
55% | 2019 |  | 0 | 0 | 0 | 0 | 0 | 0 | 0 | 0 | 0 | 0 | 0 | 0 | 52.8% | 2019 | 0 | 0 | 0 | 0 | 0 | 0 | 20000 |  |  |  | 0 | 99280 | 23360 | 41031.343 |  |  |  |  | 183671.343
59% | 2020 |  | 0 | 0 | 0 | 0 | 0 | 0 | 0 | 0 | 0 | 0 | 0 | 0 | 56.2% | 2020 | 0 | 0 | 0 | 0 | 0 | 0 |  |  |  |  | 0 | 102480 | 23424 | 41031.343 |  |  |  |  | 166935.343
59% | 2021 |  | 0 | 0 | 0 | 0 | 0 | 0 | 0 | 0 | 0 | 0 | 0 | 0 | 55.6% | 2021 | 0 | 0 | 0 | 0 | 0 | 0 |  |  |  |  | 0 | 116800 | 23360 | 41031.343 |  |  |  |  | 181191.343
59% | 2022 |  | 0 | 0 | 0 | 0 | 0 | 0 | 0 | 0 | 0 | 0 | 0 | 0 | 55% | 2022 | 0 | 0 | 0 | 0 | 0 | 0 |  |  |  |  | 39408 | 116800 | 23360 | 45987.603 |  |  |  |  | 225555.603
63% | 2023 |  | 0 | 0 | 0 | 0 | 0 | 0 | 0 | 0 | 0 | 0 | 0 | 0 | 58.4% | 2023 | 0 | 0 | 0 | 0 | 0 | 0 |  |  |  |  | 39408 | 116800 | 16512 | 45987.603 |  |  |  |  | 218707.603
63% | 2024 |  | 0 | 0 | 0 | 0 | 0 | 0 | 0 | 0 | 0 | 0 | 0 | 0 | 57.8% | 2024 | 0 | 0 | 0 | 0 | 0 | 0 |  |  |  |  | 0 | 117120 | 11712 | 45987.603 |  |  |  |  | 174819.603
63% | 2025 |  | 490021.6267 | 502408.9767 | 490021.6267 | 516859.558 | 526009.6812 | 505793.6708 | 502408.9767 | 502408.9767 | 502408.9767 | 516859.558 | 526009.6812 | 505793.6708 | 57.2% | 2025 | 287377.9347 | 287377.9347 | 287377.9347 | 295643.6672 | 300877.5376 | 289313.9797 |  |  |  |  | 0 | 116800 | 11680 | 39082.345 |  |  |  |  | 167562.345
63% | 2026 |  | 486369.3413 | 498756.6914 | 486369.3413 | 534404.0873 | 551119.2405 | 509047.3634 | 498756.6914 | 498756.6914 | 498756.6914 | 534404.0873 | 551119.2405 | 509047.3634 | 55.2% | 2026 | 275313.6936 | 275313.6936 | 275313.6936 | 294991.0562 | 304217.8207 | 280994.1446 |  |  |  |  | 0 | 116800 | 11680 | 39082.345 |  |  |  |  | 167562.345
63% | 2027 |  | 482601.1471 | 494988.4971 | 482601.1471 | 547481.269 | 561801.2001 | 513021.7484 | 494988.4971 | 494988.4971 | 494988.4971 | 547481.269 | 561801.2001 | 513021.7484 | 53.2% | 2027 | 263333.8805 | 263333.8805 | 263333.8805 | 291260.0351 | 298878.2384 | 272927.5701 |  |  |  |  | 0 | 116800 | 11680 | 39082.345 |  |  |  |  | 167562.345
67% | 2028 |  | 478876.1344 | 491289.0982 | 478876.1344 | 562334.2564 | 574238.0943 | 518347.8876 | 491289.0982 | 491289.0982 | 491289.0982 | 562334.2564 | 574238.0943 | 518347.8876 | 55.2% | 2028 | 271191.5822 | 271191.5822 | 271191.5822 | 310408.5096 | 316979.428 | 286128.0339 |  |  |  |  | 0 | 117120 | 11712 | 39082.345 |  |  |  |  | 167914.345
67% | 2029 |  | 475257.1128 | 487644.4628 | 475257.1128 | 579139.8581 | 588925.4229 | 525077.8 | 487644.4628 | 487644.4628 | 487644.4628 | 579139.8581 | 588925.4229 | 525077.8 | 53.2% | 2029 | 259426.8542 | 259426.8542 | 259426.8542 | 308102.4045 | 313308.325 | 279341.3896 |  |  |  |  | 0 | 116800 | 11680 | 39082.345 |  |  |  |  | 167562.345
100% | 2030 |  | 471696.2328 | 484083.5828 | 471696.2328 | 597537.2089 | 604371.2687 | 533253.6763 | 484083.5828 | 484083.5828 | 484083.5828 | 597537.2089 | 604371.2687 | 533253.6763 | 84.2% | 2030 | 407598.3767 | 407598.3767 | 407598.3767 | 503126.3299 | 508880.6082 | 448999.5955 |  |  |  |  | 0 | 103960.72 | 11680 | 39082.345 |  |  |  |  | 154723.065
100% | 2031 |  | 468138.4818 | 480525.8318 | 468138.4818 | 616126.8804 | 620873.4734 | 542625.6426 | 480525.8318 | 480525.8318 | 480525.8318 | 616126.8804 | 620873.4734 | 542625.6426 | 82.2% | 2031 | 394992.2338 | 394992.2338 | 394992.2338 | 506456.2957 | 510357.9951 | 446038.2782 |  |  |  |  | 0 | 39974.8 | 11680 | 39082.345 |  |  |  |  | 90737.145
100% | 2032 |  | 464561.3661 | 476974.3299 | 464561.3661 | 634675.0264 | 638688.2467 | 553259.1544 | 476974.3299 | 476974.3299 | 476974.3299 | 634675.0264 | 638688.2467 | 553259.1544 | 80% | 2032 | 381579.4639 | 381579.4639 | 381579.4639 | 507740.0211 | 510950.5974 | 442607.3235 |  |  |  |  | 0 | 40084.32 | 11712 | 39082.345 |  |  |  |  | 90878.665
100% | 2033 |  | 461084.9675 | 473472.3175 | 461084.9675 | 652630.1862 | 657164.2833 | 565231.5206 | 473472.3175 | 473472.3175 | 473472.3175 | 652630.1862 | 657164.2833 | 565231.5206 | 80% | 2033 | 378777.854 | 378777.854 | 378777.854 | 522104.149 | 525731.4266 | 452185.2164 |  |  |  |  | 0 | 39974.8 | 0 | 39082.345 |  |  |  |  | 79057.145
100% | 2034 |  | 457624.262 | 470011.612 | 457624.262 | 669823.9862 | 676250.9656 | 578445.0024 | 470011.612 | 470011.612 | 470011.612 | 669823.9862 | 676250.9656 | 578445.0024 | 80% | 2034 | 376009.2896 | 376009.2896 | 376009.2896 | 535859.1889 | 541000.7725 | 462756.0019 |  |  |  |  | 0 | 39974.8 | 0 | 39082.345 |  |  |  |  | 79057.145
100% | 2035 |  | 454168.1554 | 466555.5055 | 454168.1554 | 684634.9183 | 695043.4194 | 592612.4499 | 466555.5055 | 466555.5055 | 466555.5055 | 684634.9183 | 695043.4194 | 592612.4499 | 80% | 2035 | 373244.4044 | 373244.4044 | 373244.4044 | 547707.9347 | 556034.7355 | 474089.9599 |  |  |  |  | 0 | 39974.8 | 0 | 39082.345 |  |  |  |  | 79057.145
100% | 2036 |  | 450752.6 | 463165.5638 | 450752.6 | 696152.5799 | 713975.4383 | 606943.0265 | 463165.5638 | 463165.5638 | 463165.5638 | 696152.5799 | 713975.4383 | 606943.0265 | 80% | 2036 | 370532.451 | 370532.451 | 370532.451 | 556922.0639 | 571180.3506 | 485554.4212 |  |  |  |  | 0 | 40084.32 | 0 | 39082.345 |  |  |  |  | 79166.665
100% | 2037 |  | 447387.739 | 459775.089 | 447387.739 | 704881.0983 | 733141.3011 | 620684.503 | 459775.089 | 459775.089 | 459775.089 | 704881.0983 | 733141.3011 | 620684.503 | 80% | 2037 | 367820.0712 | 367820.0712 | 367820.0712 | 563904.8786 | 586513.0409 | 496547.6024 |  |  |  |  | 0 | 39974.8 | 0 | 39082.345 |  |  |  |  | 79057.145
100% | 2038 |  | 444005.4093 | 456392.7593 | 444005.4093 | 711330.6753 | 751528.1971 | 633249.9356 | 456392.7593 | 456392.7593 | 456392.7593 | 711330.6753 | 751528.1971 | 633249.9356 | 80% | 2038 | 365114.2074 | 365114.2074 | 365114.2074 | 569064.5402 | 601222.5577 | 506599.9485 |  |  |  |  | 0 | 33294.08 | 0 | 39082.345 |  |  |  |  | 72376.425
| 2039 |  | 440635.3159 | 453022.6659 | 440635.3159 | 716120.866 | 768552.2886 | 644213.491 | 453022.6659 | 453022.6659 | 453022.6659 | 716120.866 | 768552.2886 | 644213.491 | -20% | 2039 | -90604.5332 | -90604.5332 | -90604.5332 | -143224.1732 | -153710.4577 | -128842.6982 |  |  |  |  | 0 | 0 | 0 | 39082.345 |  |  |  |  | 39082.345
| 2040 |  | 437235.1119 | 449648.0757 | 437235.1119 | 719620.6369 | 782587.6507 | 653337.7248 | 449648.0757 | 449648.0757 | 449648.0757 | 719620.6369 | 782587.6507 | 653337.7248 | -20% | 2040 | -89929.6151 | -89929.6151 | -89929.6151 | -143924.1274 | -156517.5301 | -130667.545 |  |  |  |  | 0 | 0 | 0 | 39082.345 |  |  |  |  | 39082.345
| 2041 |  | 433853.753 | 446241.103 | 433853.753 | 722223.803 | 793532.279 | 660621.0658 | 446241.103 | 446241.103 | 446241.103 | 722223.803 | 793532.279 | 660621.0658 | -20% | 2041 | -89248.2206 | -89248.2206 | -89248.2206 | -144444.7606 | -158706.4558 | -132124.2132 |  |  |  |  | 0 | 0 | 0 | 39082.345 |  |  |  |  | 39082.345
| 2042 |  | 430491.0703 | 442878.4203 | 430491.0703 | 723086.7451 | 803176.8828 | 666546.8084 | 442878.4203 | 442878.4203 | 442878.4203 | 723086.7451 | 803176.8828 | 666546.8084 | -20% | 2042 | -88575.6841 | -88575.6841 | -88575.6841 | -144617.349 | -160635.3766 | -133309.3617 |  |  |  |  | 0 | 0 | 0 | 39082.345 |  |  |  |  | 39082.345

## Tier 2 Data - MOU I.6
H40 Tier I
| ANNUAL TIER 2 REQUIREMENTS and COMMITTED RESOURCES (MWh) | [16 empty] | Line Losses | [7 empty] | 0% | [17 empty] | 2%
[44 empty] | 1 |  |  | 14.06% | 14.06% | 14.06%
Tier 2 % Requirement | Year | Pre-Tier 3 High | Pre-Tier 3 Base | Pre-Tier 3 Low | Existing NM - No REC but a credit to Tier 2 Req | VELCO Forecast Tier II Requirement | Climate Action Plan Forecast Tier II Requirement | VEC Forecast Tier II Requirement | Standard Offer | Standard Offer - Post-June 2015 On-Line Date Biomass | Standard Offer - Post-June 2015 On-Line Date Farm Methane | Standard Offer - Post-June 2015 On-Line Date LFG | Standard Offer - Post-June 2015 On-Line Date Hydro | Alburgh Solar | Magee Hill Solar | Grand Isle Solar | Jericho - Gravel Pit Solar | Jericho - Landfill Solar | Proposed New Tier 2 Renewable C | Proposed New Tier 2 Renewable D | Proposed New Tier 2 Renewable E | Proposed New Tier 2 Renewable F | Proposed New Tier 2 Renewable G | Proposed New Tier 2 Renewable H | Proposed New Tier 2 Renewable I | Existing Net Metering RECs | New Net Metering RECs | Total Tier 2 Resources | Pre-Tier 3 Shortfall (Excess) High | Pre-Tier 3 Shortfall (Excess) Base | Pre-Tier 3 Shortfall (Excess) Low | Post-Tier 3 Shortfall (Excess) High | Post-Tier 3 Shortfall (Excess) Base | Post-Tier 3 Shortfall (Excess) Low | Total Amount in Bank |  |  |  | Total Tier 2 Requirement fulfilled by resources Other Than Alburgh and NM - High Load | Total Tier 2 Requirement fulfilled by resources Other Than Alburgh and NM - Base | Total Tier 2 Resources Other Than Alburgh and NM | Total Tier 2 Resources VEC Can sell - High Case | Total Tier 2 Resources VEC Can sell - Base Case | REC $ Sensitivity | Total $ from sale of Excess Tier 2 Resources - High Case | Total $ from sale of Excess Tier 2 Resources - Low Case | Cumulative MW of Solar Required to Meet Tier II VELCO Forecast | Cumulative MW of Solar Required to Meet Tier II Climate Action Plan Forecast | Cumulative MW of Solar Required to Meet Tier II VEC Forecast | Annual New MW of Solar Required to Meet Tier II VELCO Forecast | Annual New MW of Solar Required to Meet Tier II Climate Action Plan Forecast | Annual New MW of Solar Required to Meet Tier II VEC Forecast
| 2016 | [7 empty] | 0 | 0 | 0 | 0 | 0 |  | 0 | #REF! | #REF! | 0 | 0 | 0 | 0 | 0 | 0 | 0 | 0 |  |  | #REF!
1% | 2017 | 0 | 0 | 0 |  | 0 | 0 | 0 | 0 | 0 | 0 | 0 | 0 | #REF! | 0 | #REF! | #REF! | 0 | 0 | 0 | 0 | 0 | 0 | 0 | 0 |  |  | #REF! | #REF! | #REF! | #REF! | #REF! | #REF! | #REF! | #REF!
1.6% | 2018 | 0 | 0 | 0 |  | 0 | 0 | 0 | 0 | 0 | 0 | 0 | 0 | 1563.5555 | 2042.4463 | 7391.9242 | 0 | 0 | 0 | 0 | 0 | 0 | 0 | 0 | 0 | 2500 |  | 13497.926 | -13497.926 | -13497.926 | -13497.926 | -13497.926 | -13497.926 | -13497.926 | #REF! |  |  |  | -4063.5555 | -4063.5555 | 9434.3705 | 13497.926 | 13497.926 | 1 | 13497.926 | 13497.926
2.2% | 2019 | 0 | 0 | 0 |  | 0 | 0 | 0 | 0 | 0 | 0 | 0 | 0 | 1555.7378 | 2032.234 | 7354.9646 | 104.2784 | 110.3065 | 0 | 0 | 0 | 0 | 0 | 0 | 0 | 0 | 0 | 11157.5213 | -11157.5213 | -11157.5213 | -11157.5213 | -11157.5213 | -11157.5213 | -11157.5213 | #REF! | 2676.1332 | -2676.1332 |  | -1555.7378 | -1555.7378 | 9601.7835 | 11157.5213 | 11157.5213 | 1.02 | 11380.6717 | 11380.6717
2.8% | 2020 | 0 | 0 | 0 |  | 0 | 0 | 0 | 0 | 0 | 0 | 0 | 0 | 1547.9591 | 2022.0729 | 7318.1897 | 2496.0634 | 2730.1973 | 0 | 0 | 0 | 0 | 0 | 0 | 0 | 0 | 0 | 16114.4824 | -16114.4824 | -16114.4824 | -16114.4824 | -16114.4824 | -16114.4824 | -16114.4824 | #REF! | 5055.0589 | -5055.0589 |  | -1547.9591 | -1547.9591 | 14566.5233 | 16114.4824 | 16114.4824 | 1.0404 | 16765.5074 | 16765.5074
3.4% | 2021 | 0 | 0 | 0 |  | 0 | 0 | 0 | 0 | 0 | 0 | 0 | 0 | 1540.2193 | 2011.9625 | 7281.5988 | 2483.5831 | 2716.5463 | 0 | 0 | 0 | 0 | 0 | 0 | 0 | 0 | 0 | 16033.9099 | -16033.9099 | -16033.9099 | -16033.9099 | -16033.9099 | -16033.9099 | -16033.9099 | #REF! | 5029.7836 | -5029.7836 |  | -1540.2193 | -1540.2193 | 14493.6907 | 16033.9099 | 16033.9099 | 1.0612 | 17015.3135 | 17015.3135
4% | 2022 | 0 | 0 | 0 |  | 0 | 0 | 0 | 14064.7029 | 0 | 0 | 0 | 475.5949 | 1532.5182 | 2001.9027 | 7245.1908 | 2482.2027 | 2723.0292 | 0 | 0 | 0 | 0 | 0 | 0 | 0 | 0 | 0 | 30525.1413 | -30525.1413 | -30525.1413 | -30525.1413 | -30525.1413 | -30525.1413 | -30525.1413 | #REF! | 5015.6722 | -5015.6722 | -200626.8881 | -1532.5182 | -1532.5182 | 28992.6231 | 30525.1413 | 30525.1413 | 1.0824 | 33041.3946 | 33041.3946
4.6% | 2023 | 0 | 0 | 0 |  | 0 | 0 | 0 | 19105.3435 | 0 | 0 | 0 | 475.5949 | 1524.8556 | 1991.8932 | 7208.9648 | 2469.7917 | 2709.414 | 0 | 0 | 0 | 0 | 0 | 0 | 0 | 0 | 0 | 35485.8578 | -35485.8578 | -35485.8578 | -35485.8578 | -35485.8578 | -35485.8578 | -35485.8578 | #REF! | 4990.5938 | -4990.5938 | -199623.7537 | -1524.8556 | -1524.8556 | 33961.0022 | 35485.8578 | 35485.8578 | 1.1041 | 39179.2543 | 39179.2543 | -28.8115 | -28.8115 | -28.8115
5.2% | 2024 | 0 | 0 | 0 |  | 0 | 0 | 0 | 21181.2265 | 0 | 0 | 0 | 475.5949 | 1517.2313 | 1981.9337 | 7172.92 | 2457.4427 | 2695.867 | 0 | 0 | 0 | 0 | 0 | 0 | 0 | 0 | 0 | 37482.2161 | -37482.2161 | -37482.2161 | -37482.2161 | -37482.2161 | -37482.2161 | -37482.2161 | #REF! | 4965.6409 | -4965.6409 | -198625.6349 | -1517.2313 | -1517.2313 | 35964.9848 | 37482.2161 | 37482.2161 | 1.1262 | 42211.0632 | 42211.0632 | -30.4324 | -30.4324 | -30.4324 | -1.6209 | -1.6209 | -1.6209
5.8% | 2025 | 29139.7206 | 29139.7206 | 29139.7206 | 0 | 29977.8544 | 30508.5615 | 29336.0329 | 22018.5306 | 0 | 0 | 0 | 475.5949 | 1509.6452 | 1972.024 | 7137.0554 | 2445.1555 | 2682.3876 | 0 | 0 | 0 | 0 | 0 | 0 | 0 | 28196.6582 | 606.9611 | 67044.0125 | -37904.2919 | -37904.2919 | -37904.2919 | -37066.1582 | -36535.451 | -37707.9796 | #REF! | 33744.432 | -3235.8705 | -129434.8197 | -335.4101 | 195.297 | 36730.7481 | 37066.1582 | 36535.451 | 1.1487 | 42577.3647 | 41967.749 | -30.0946 | -29.6637 | -30.6157 | 0.3378 | 0.76869 | -0.1833
7.8% | 2026 | 38903.0219 | 38903.0219 | 38903.0219 | 13094.5086 | 28589.0103 | 29892.7922 | 26611.1858 | 22018.5306 | 0 | 0 | 0 | 475.5949 | 1502.0969 | 1962.1639 | 7101.3701 | 2432.9297 | 2668.9757 | 0 | 0 | 0 | 0 | 0 | 0 | 0 | 28196.6582 | 2245.879 | 68604.1991 | -29701.1771 | -29701.1771 | -29701.1771 | -40015.1888 | -38711.4069 | -41993.0133 | #REF! | 35358.6458 | -5465.8536 | -218634.1434 | -3355.6239 | -2051.8419 | 36659.5649 | 40015.1888 | 38711.4069 | 1.1717 | 46884.1713 | 45356.583 | -32.4889 | -31.4304 | -34.0948 | -2.3944 | -1.7667 | -3.4791
9.8% | 2027 | 48508.8727 | 48508.8727 | 48508.8727 | 13094.5086 | 40558.6558 | 41962.0091 | 37181.6228 | 22018.5306 | 0 | 0 | 0 | 475.5949 | 1494.5864 | 1952.3531 | 7065.8633 | 2420.7651 | 2655.6308 | 0 | 0 | 0 | 0 | 0 | 0 | 0 | 28196.6582 | 3716.6135 | 69996.5959 | -21487.7232 | -21487.7232 | -21487.7232 | -29437.9401 | -28034.5868 | -32814.9731 | #REF! | 36804.7997 | 5157.2093 | 206288.3722 | 7150.7977 | 8554.1509 | 36588.7377 | 29437.9401 | 28034.5868 | 1.1951 | 35181.0634 | 33503.9264 | -23.9011 | -22.7617 | -26.643 | 8.5878 | 8.6687 | 7.4518
11.8% | 2028 | 57972.1136 | 57972.1136 | 57972.1136 | 13121.5845 | 53233.8577 | 54638.5106 | 48043.4662 | 22018.5306 | 0 | 0 | 0 | 475.5949 | 1487.1135 | 1942.5913 | 7030.534 | 2408.6612 | 2642.3527 | 0 | 0 | 0 | 0 | 0 | 0 | 0 | 28254.9614 | 4651.5066 | 70911.8462 | -12939.7326 | -12939.7326 | -12939.7326 | -17677.9885 | -16273.3356 | -22868.38 | #REF! | 37773.5384 | 16864.9722 | 674598.8867 | 18840.2762 | 20244.9291 | 36518.2647 | 17677.9885 | 16273.3356 | 1.219 | 21549.3693 | 19837.1053 | -14.353 | -13.2126 | -18.5672 | 9.5481 | 9.5491 | 8.0758
13.8% | 2029 | 67294.9359 | 67294.9359 | 67294.9359 | 13094.5086 | 66826.7919 | 68177.1998 | 59366.2278 | 22018.5306 | 0 | 0 | 0 | 475.5949 | 1479.6779 | 1932.8784 | 6995.3813 | 2396.6179 | 2629.1409 | 0 | 0 | 0 | 0 | 0 | 0 | 0 | 28196.6582 | 5437.4546 | 71561.9348 | -4266.9989 | -4266.9989 | -4266.9989 | -4735.1429 | -3384.7349 | -12195.7069 | #REF! | 38476.8479 | 29700.3519 | 1188014.0768 | 31713.0011 | 33063.409 | 36448.144 | 4735.1429 | 3384.7349 | 1.2434 | 5887.555 | 4208.4925 | -3.8445 | -2.7481 | -9.9019 | 10.5085 | 10.4644 | 8.6653
15.8% | 2030 | 76485.2061 | 76485.2061 | 76485.2061 | 13094.5086 | 81316.3705 | 82396.1519 | 71159.5723 | 22018.5306 | 0 | 0 | 0 | 475.5949 | 1472.2796 | 1923.214 | 6960.4044 | 2384.6348 | 2615.9952 | 0 | 0 | 0 | 0 | 0 | 0 | 0 | 28196.6582 | 6023.888 | 72071.1996 | 4414.0065 | 4414.0065 | 4414.0065 | 9245.1709 | 10324.9523 | -911.6273 | #REF! | 39039.0675 | 43357.0844 | 1734283.3741 | 45623.5447 | 46703.3262 | 36378.3739 | -9245.1709 | -10324.9523 | 1.2682 | -11725.1121 | -13094.536 | 7.5063 | 8.383 | -0.74016 | 11.3508 | 11.1311 | 9.1617
17.8% | 2031 | 85533.5981 | 85533.5981 | 85533.5981 | 13094.5086 | 96576.0762 | 97420.9697 | 83492.8558 | 21887.3534 | 0 | 0 | 0 | 475.5949 | 1464.9182 | 1913.5979 | 6925.6024 | 2372.7117 | 2602.9152 | 0 | 0 | 0 | 0 | 0 | 0 | 0 | 28196.6582 | 6554.3599 | 72393.7118 | 13139.8863 | 13139.8863 | 13139.8863 | 24182.3644 | 25027.2579 | 11099.1441 | #REF! | 39545.4469 | 57875.5228 | 2315020.9113 | 60360.1399 | 61205.0334 | 36177.7755 | -24182.3644 | -25027.2579 | 1.2936 | -31282.4669 | -32375.4268 | 19.634 | 20.32 | 9.0116 | 12.1277 | 11.937 | 9.7517
20% | 2032 | 95394.866 | 95394.866 | 95394.866 | 13121.5845 | 113813.4207 | 114616.0648 | 97530.2463 | 21699.8791 | 0 | 0 | 0 | 475.5949 | 1457.5936 | 1904.0299 | 6890.9744 | 2360.8481 | 2589.9006 | 0 | 0 | 0 | 0 | 0 | 0 | 0 | 28254.9614 | 6948.8119 | 72582.594 | 22812.272 | 22812.272 | 22812.272 | 41230.8267 | 42033.4708 | 24947.6523 | #REF! | 39974.23 | 74641.8348 | 2985673.3932 | 77152.0538 | 77954.6979 | 35921.2271 | -41230.8267 | -42033.4708 | 1.3195 | -54403.2003 | -55462.2721 | 33.4759 | 34.1276 | 20.2554 | 13.8419 | 13.8076 | 11.2438
20% | 2033 | 94694.4635 | 94694.4635 | 94694.4635 | 13094.5086 | 117431.5287 | 118338.3481 | 99951.7956 | 21488.3802 | 0 | 0 | 0 | 475.5949 | 1450.3056 | 1894.5098 | 6856.5195 | 2349.0439 | 2576.9511 | 0 | 0 | 0 | 0 | 0 | 0 | 0 | 28196.6582 | 7304.7722 | 72592.7354 | 22101.7281 | 22101.7281 | 22101.7281 | 44838.7933 | 45745.6127 | 27359.0601 | #REF! | 40248.0348 | 78090.3133 | 3123612.5318 | 80479.7926 | 81386.6121 | 35640.9994 | -44838.7933 | -45745.6127 | 1.3459 | -60347.1122 | -61567.5717 | 36.4053 | 37.1415 | 22.2132 | 2.9294 | 3.0139 | 1.9579
20% | 2034 | 94002.3224 | 94002.3224 | 94002.3224 | 13094.5086 | 120870.2887 | 122155.6846 | 102594.4919 | 21226.0788 | 0 | 0 | 0 | 475.5949 | 1443.0541 | 1885.0372 | 6822.2369 | 2337.2987 | 2564.0664 | 0 | 0 | 0 | 0 | 0 | 0 | 0 | 28196.6582 | 7560.1792 | 72510.2043 | 21492.1181 | 21492.1181 | 21492.1181 | 48360.0844 | 49645.4803 | 30084.2876 | #REF! | 40479.7087 | 81675.9759 | 3267039.0345 | 83670.3973 | 84955.7931 | 35310.3129 | -48360.0844 | -49645.4803 | 1.3728 | -66388.0325 | -68152.6056 | 39.2643 | 40.3079 | 24.4259 | 2.859 | 3.1664 | 2.2127
20% | 2035 | 93311.1011 | 93311.1011 | 93311.1011 | 13094.5086 | 123832.4751 | 125914.1753 | 105427.9814 | 21223.1517 | 0 | 0 | 0 | 475.5949 | 1435.8388 | 1875.612 | 6788.1257 | 2325.6122 | 2551.2461 | 0 | 0 | 0 | 0 | 0 | 0 | 0 | 28196.6582 | 7832.7816 | 72704.6211 | 20606.48 | 20606.48 | 20606.48 | 51127.854 | 53209.5542 | 32723.3603 | #REF! | 40728.6967 | 85185.4786 | 3407419.1433 | 86367.1965 | 88448.8968 | 35239.3425 | -51127.854 | -53209.5542 | 1.4002 | -71591.3389 | -74506.2217 | 41.5115 | 43.2016 | 26.5686 | 2.2472 | 2.8937 | 2.1427
20% | 2036 | 92633.1128 | 92633.1128 | 92633.1128 | 13121.5845 | 126108.9314 | 129673.5031 | 108267.0208 | 20685.1275 | 0 | 0 | 0 | 190.238 | 1428.6596 | 1866.234 | 6754.1851 | 2313.9841 | 2538.4898 | 0 | 0 | 0 | 0 | 0 | 0 | 0 | 28254.9614 | 8028.6954 | 72060.575 | 20572.5378 | 20572.5378 | 20572.5378 | 54048.3565 | 57612.9282 | 36206.4458 | #REF! | 40959.4176 | 88714.0855 | 3548563.421 | 88396.6149 | 91961.1866 | 34348.2585 | -54048.3565 | -57612.9282 | 1.4282 | -77194.3623 | -82285.4484 | 43.8827 | 46.7768 | 29.3966 | 2.3712 | 3.5752 | 2.828
20% | 2037 | 91955.0178 | 91955.0178 | 91955.0178 | 13094.5086 | 127881.7111 | 133533.7517 | 111042.392 | 20215.8964 | 0 | 0 | 0 | 0 | 1421.5163 | 1856.9028 | 6720.4142 | 2302.4142 | 2525.7974 | 0 | 0 | 0 | 0 | 0 | 0 | 0 | 28196.6582 | 8225.8276 | 71465.427 | 20489.5908 | 20489.5908 | 20489.5908 | 56416.2841 | 62068.3246 | 39576.965 | #REF! | 41074.8677 | 92458.8839 | 3698355.3577 | 90037.709 | 95689.7495 | 33621.4249 | -56416.2841 | -62068.3246 | 1.4568 | -82187.8729 | -90421.8288 | 45.8052 | 50.3942 | 32.1331 | 1.9226 | 3.6174 | 2.7366
20% | 2038 | 91278.5519 | 91278.5519 | 91278.5519 | 13094.5086 | 129171.6265 | 137211.1309 | 113555.4786 | 19122.9267 | 0 | 0 | 0 | 0 | 1414.4087 | 1847.6183 | 6686.8121 | 2290.9021 | 2513.1684 | 0 | 0 | 0 | 0 | 0 | 0 | 0 | 28196.6582 | 8359.3321 | 70431.8266 | 20846.7253 | 20846.7253 | 20846.7253 | 58739.7999 | 66779.3043 | 43123.652 | #REF! | 41185.1103 | 96026.0206 | 3841040.8243 | 91201.2275 | 99240.7319 | 32461.4276 | -58739.7999 | -66779.3043 | 1.4859 | -87284.2527 | -99230.5333 | 47.6917 | 54.2191 | 35.0127 | 1.8865 | 3.8249 | 2.8796
20% | 2039 | 90604.5332 | 90604.5332 | 90604.5332 | 13094.5086 | 130129.6646 | 140615.9492 | 115748.1896 | 17583.0981 | 0 | 0 | 0 | 0 | 1407.3367 | 1838.3802 | 6653.378 | 2279.4476 | 2500.6025 | 0 | 0 | 0 | 0 | 0 | 0 | 0 | 28196.6582 | 8536.9725 | 68995.8738 | 21608.6594 | 21608.6594 | 21608.6594 | 61133.7908 | 71620.0754 | 46752.3158 | #REF! | 41339.6051 | 99276.3441 | 3971053.7644 | 91988.6973 | 102474.9818 | 30854.9065 | -61133.7908 | -71620.0754 | 1.5157 | -92658.4292 | -108552.1378 | 49.6354 | 58.1494 | 37.9589 | 1.9437 | 3.9303 | 2.9462
20% | 2040 | 89929.6151 | 89929.6151 | 89929.6151 | 13121.5845 | 130802.5428 | 143395.9456 | 117545.9604 | 15340.1016 | 0 | 0 | 0 | 0 | 1400.3 | 1829.1883 | 6620.1111 | 2268.0504 | 2488.0995 | 0 | 0 | 0 | 0 | 0 | 0 | 0 | 28254.9614 | 8660.2561 | 66861.0685 | 23068.5466 | 23068.5466 | 23068.5466 | 63941.4743 | 76534.8771 | 50684.8919 | #REF! | 41498.1621 | 101897.7835 |  | 92487.0253 | 105080.428 | 28545.551 | -63941.4743 | -76534.8771 | 1.546 | -98852.2194 | -118321.364 | 51.915 | 62.1398 | 41.1518 | 2.2796 | 3.9904 | 3.1929
20% | 2041 | 89248.2206 | 89248.2206 | 89248.2206 | 13094.5086 | 131350.2521 | 145611.9472 | 119029.7046 | 14131.6421 | 0 | 0 | 0 | 0 | 1393.2985 | 1820.0424 | 6587.0106 | 2256.7101 | 2475.659 | 0 | 0 | 0 | 0 | 0 | 0 | 0 | 28196.6582 | 8798.4163 | 65659.4371 | 23588.7835 | 23588.7835 | 23588.7835 | 65690.8149 | 79952.5101 | 53370.2675 | #REF! | 41555.1043 | 104056.843 |  | 92961.8791 | 107223.5743 | 27271.0641 | -65690.8149 | -79952.5101 | 1.5769 | -103587.7977 | -126077.0544 | 53.3354 | 64.9146 | 43.3321 | 1.4203 | 2.7748 | 2.1803
20% | 2042 | 88575.6841 | 88575.6841 | 88575.6841 | 13094.5086 | 131522.8405 | 147540.868 | 120214.8531 | 12523.8028 | 0 | 0 | 0 | 0 | 0 | 1742.1418 | 6554.0755 | 2245.4266 | 2463.2807 | 0 | 0 | 0 | 0 | 0 | 0 | 0 | 28196.6582 | 8887.0294 | 62612.415 | 25963.2691 | 25963.2691 | 25963.2691 | 68910.4255 | 84928.453 | 57602.4381 | #REF! | 40200.185 | 107340.683 |  | 94439.1529 | 110457.1804 | 25528.7274 | -68910.4255 | -84928.453 | 1.6084 | -110838.0952 | -136602.0873 | 55.9494 | 68.9547 | 46.7683 | 2.6141 | 4.04 | 3.4362
20% | 2043 | 87889.0867 | 87889.0867 | 87889.0867 | 13334.7818 | 131112.1949 | 149152.0675 | 120906.5666 | 11028.4336 | 0 | 0 | 0 | 0 | 0 | 0 | 0 | 2234.1994 | 2450.9643 | 0 | 0 | 0 | 0 | 0 | 0 | 0 | 28714.0432 | 9195.3567 | 53622.9973 | 34266.0893 | 34266.0893 | 34266.0893 | 77489.1976 | 95529.0701 | 67283.5693 | #REF! | 40143.5994 | 109008.4681 |  | 93202.795 | 111242.6675 | 15713.5974 | -77489.1976 | -95529.0701 | 1.6406 | -127129.242 | -156725.5651 | 62.9146 | 77.5615 | 54.6285 | 6.9652 | 8.6068 | 7.8603
20% | 2044 | 87211.6627 | 87211.6627 | 87211.6627 | 13334.7818 | 130886.6889 | 151012.7136 | 121660.0653 | 10565.7324 | 0 | 0 | 0 | 0 | 0 | 0 | 0 | 2223.0284 | 2438.7095 | 0 | 0 | 0 | 0 | 0 | 0 | 0 | 28714.0432 | 9274.7697 | 53216.2833 | 33995.3794 | 33995.3794 | 33995.3794 | 77670.4057 | 97796.4303 | 68443.7821 | #REF! | 40211.8414 | 110800.8722 |  | 92897.876 | 113023.9007 | 15227.4703 | -77670.4057 | -97796.4303 | 1.6734 | -129975.0638 | -163654.3181 | 63.0618 | 79.4024 | 55.5705 | 0.14713 | 1.8409 | 0.94199
20% | 2045 | 86530.7542 | 86530.7542 | 86530.7542 | 13334.7818 | 130657.5214 | 152869.8753 | 122288.7223 | 9903.1628 | 0 | 0 | 0 | 0 | 0 | 0 | 0 | 702.1757 | 2426.516 | 0 | 0 | 0 | 0 | 0 | 0 | 0 | 28714.0432 | 9412.2571 | 51158.1548 | 35372.5995 | 35372.5995 | 35372.5995 | 79499.3666 | 101711.7205 | 71130.5676 | #REF! | 38828.476 | 114041.3992 |  | 92531.2211 | 114743.575 | 13031.8545 | -79499.3666 | -101711.7205 | 1.7069 | -135696.3938 | -173610.3602 | 64.5467 | 82.5813 | 57.752 | 1.485 | 3.1789 | 2.1814
20% | 2046 | -569.1186 | -569.1186 | -569.1186 | 13334.7818 | -13903.9004 | -13903.9004 | -13903.9004 | 9576.3367 | 0 | 0 | 0 | 0 | 0 | 0 | 0 | 0 | 2206.4957 | 0 | 0 | 0 | 0 | 0 | 0 | 0 | 28714.0432 | 9485.3096 | 49982.1852 | -50551.3038 | -50551.3038 | -50551.3038 | -63886.0856 | -63886.0856 | -63886.0856 | #REF! | 38199.3528 | -52103.2532 |  | -52103.2532 | -52103.2532 | 11782.8324 | 63886.0856 | 63886.0856 | 1.741 | 111227.2214 | 111227.2214 | -51.8701 | -51.8701 | -51.8701 | -116.4168 | -134.4513 | -109.622
20% | 2047 | 0 | 0 | 0 | 0 | 0 | 0 | 0 | 6833.2852 | 0 | 0 | 0 | 0 | 0 | 0 | 0 | 0 | 0 | 0 | 0 | 0 | 0 | 0 | 0 | 0 | 0 | 0 | 6833.2852 | -6833.2852 | -6833.2852 | -6833.2852 | -6833.2852 | -6833.2852 | -6833.2852 | #REF! | 0 | 0 |  | 0 | 0 | 6833.2852 | 6833.2852 | 6833.2852 | 1.7758 | 12134.8532 | 12134.8532 | -5.548 | -5.548 | -5.548 | 46.322 | 46.322 | 46.322
20% | 2048 | 0 | 0 | 0 | 0 | 0 | 0 | 0 | 2778.8206 | 0 | 0 | 0 | 0 | 0 | 0 | 0 | 0 | 0 | 0 | 0 | 0 | 0 | 0 | 0 | 0 | 0 | 0 | 2778.8206 | -2778.8206 | -2778.8206 | -2778.8206 | -2778.8206 | -2778.8206 | -2778.8206 | #REF! | 0 | 0 |  | 0 | 0 | 2778.8206 | 2778.8206 | 2778.8206 | 1.8114 | 5033.4488 | 5033.4488 | -2.2562 | -2.2562 | -2.2562 | 3.2919 | 3.2919 | 3.2919
20% | 2049 | 0 | 0 | 0 | 0 | 0 | 0 | 0 | 837.304 | 0 | 0 | 0 | 0 | 0 | 0 | 0 | 0 | 0 | 0 | 0 | 0 | 0 | 0 | 0 | 0 | 0 | 0 | 837.304 | -837.304 | -837.304 | -837.304 | -837.304 | -837.304 | -837.304 | #REF! | 0 | 0 |  | 0 | 0 | 837.304 | 837.304 | 837.304 | 1.8476 | 1546.9936 | 1546.9936 | -0.67982 | -0.67982 | -0.67982 | 1.5763 | 1.5763 | 1.5763
20% | 2050 | 0 | 0 | 0 | 0 | 0 | 0 | 0 | 0 | 0 | 0 | 0 | 0 | 0 | 0 | 0 | 0 | 0 | 0 | 0 | 0 | 0 | 0 | 0 | 0 | 0 | 0 | 0 | 0 | 0 | 0 | 0 | 0 | 0 | #REF! | 0 | 0 |  | 0 | 0 | 0 | 0 | 0 | 1.8845 | 0 | 0 | 0 | 0 | 0 | 0.67982 | 0.67982 | 0.67982
[45 empty] | -8301.7041 | -272629.3836
IMPACTS OF BANKING IF ALLOWED TO USE BANKED REC FIRST
[29 empty] | Amt used to meet Res | Amt into Bank | Yr 1 out | Yr 2 Out | Yr 3 Out | Bank Balance | Lost RECs due to Expiration | Annual RES Settlement
| 2019 |  | 0 |  |  |  | 0 | [20 empty] | 11157.5213 | 0 | 11157.5213 | 0 | 0 | 0 | 11375 |  | 0
| 2020 |  | 0 |  |  |  | 0 | [20 empty] | 16114.4824 | 0 | 16114.4824 | 0 | 0 | 0 | 27489.4824 |  | 0
| 2021 |  | 0 |  |  |  | 0 | [20 empty] | 16033.9099 | 0 | 16033.9099 | 0 | FALSE | 0 | 43523.3923 |  | 0
| 2022 |  | 0 |  |  |  | 0 | [20 empty] | 30525.1413 | 0 | 30525.1413 | 0 | FALSE | 0 | 62891.0123 | 11157.5213 | 0
| 2023 |  | 0 |  |  |  | 0 | [20 empty] | 35485.8578 | 0 | 35485.8578 | 0 | FALSE | 0 | 82262.3878 | 16114.4824 | 0
| 2024 |  | 0 |  |  |  | 0 | [20 empty] | 37482.2161 | 0 | 37482.2161 | 0 | 0 | 0 | 103710.694 | 16033.9099 | 0
| 2025 |  | 29139.7206 |  |  |  | 30508.5615 | [20 empty] | 67044.0125 | 0 | 67044.0125 | 0 | 0 | 30508.5615 | 140229.5652 | 16.5798 | 0
| 2026 |  | 68042.7426 |  |  |  | 29892.7922 | [20 empty] | 68604.1991 | 0 | 68604.1991 | 0 | 0 | 29892.7922 | 173347.9065 | 5593.0656 | 0
| 2027 |  | 116551.6153 |  |  |  | 41962.0091 | [20 empty] | 69996.5959 | 0 | 69996.5959 | 0 | 4479.7929 | 37482.2161 | 201382.4933 | 0 | 0
| 2028 |  | 174523.7289 |  |  |  | 54638.5106 | [20 empty] | 70911.8462 | 0 | 70911.8462 | 0 | 0 | 54638.5106 | 209730.1199 | 7925.709 | 0
| 2029 |  | 241818.6647 |  |  |  | 68177.1998 | [20 empty] | 71561.9348 | 0 | 71561.9348 | 0 | 0 | 68177.1998 | 212687.8556 | 426.9992 | 0
| 2030 |  | 318303.8708 |  |  |  | 82396.1519 | [20 empty] | 72071.1996 | 0 | 72071.1996 | 0 | 12399.556 | 69996.5959 | 202362.9033 | 0 | 0
| 2031 |  | 403837.4689 |  |  |  | 97420.9697 | [20 empty] | 72393.7118 | 0 | 72393.7118 | 0 | 38908.6795 | 58512.2902 | 177335.6453 | 0 | 0
| 2032 |  | 499232.3349 |  |  |  | 114616.0648 | [20 empty] | 72582.594 | 0 | 72582.594 | 9891.61 | 72071.1996 | 32653.2552 | 135302.1745 | 0 | 0
| 2033 |  | 593926.7984 |  |  |  | 118338.3481 | [20 empty] | 72592.7354 | 0 | 72592.7354 | 55836.2463 | 62502.1018 | 0 | 89556.5618 | 0 | 0
| 2034 |  | 687929.1208 |  |  |  | 122155.6846 | [20 empty] | 72510.2043 | 32816.6015 | 39693.6028 | 72592.7354 | 16746.3477 | 0 | 39911.0816 | 0 | 0
| 2035 |  | 781240.2219 |  |  |  | 125914.1753 | [20 empty] | 72704.6211 | 86220.5725 | 0 | 39693.6028 | 0 | 0 | 217.4787 | 0 | 0
| 2036 |  | 873873.3346 |  |  |  | 129673.5031 | [20 empty] | 72060.575 | 72060.575 | 0 | 0 | 0 | 0 | 217.4787 | 0 | -57612.9282
| 2037 |  | 965828.3524 |  |  |  | 133533.7517 | [20 empty] | 71465.427 | 71465.427 | 0 | 0 | 0 | 0 | 217.4787 | 0 | -62068.3246
| 2038 |  | 1057106.9043 |  |  |  | 137211.1309 | [20 empty] | 70431.8266 | 70431.8266 | 0 | 0 | 0 | 0 | 217.4787 | 0 | -66779.3043
Note on AA8: Craig Kieny: Actual NM RECs from January 2018 - October 2018.
Note on AA9: Kieny, Craig: Need to divide by (1+Line Losses) because we get RECs for actual generation and this equation is working off the credit we get in ISO-NE settlement, which has been stepped up in the Net Metering spreadsheet by the line losses to simulate impact to PTF.
Note on AB9: Kieny, Craig: Need to divide by (1+Line Losses) because we get RECs for actual generation and this equation is working off the credit we get in ISO-NE settlement, which has been stepped up in the Net Metering spreadsheet by the line losses to simulate impact to PTF.
Note on AA10: Kieny, Craig: Need to divide by (1+Line Losses) because we get RECs for actual generation and this equation is working off the credit we get in ISO-NE settlement, which has been stepped up in the Net Metering spreadsheet by the line losses to simulate impact to PTF.
Note on AB10: Kieny, Craig: Need to divide by (1+Line Losses) because we get RECs for actual generation and this equation is working off the credit we get in ISO-NE settlement, which has been stepped up in the Net Metering spreadsheet by the line losses to simulate impact to PTF.
Note on AA11: Kieny, Craig: Need to divide by (1+Line Losses) because we get RECs for actual generation and this equation is working off the credit we get in ISO-NE settlement, which has been stepped up in the Net Metering spreadsheet by the line losses to simulate impact to PTF.
Note on AB11: Kieny, Craig: Need to divide by (1+Line Losses) because we get RECs for actual generation and this equation is working off the credit we get in ISO-NE settlement, which has been stepped up in the Net Metering spreadsheet by the line losses to simulate impact to PTF.
Note on AA12: Kieny, Craig: Need to divide by (1+Line Losses) because we get RECs for actual generation and this equation is working off the credit we get in ISO-NE settlement, which has been stepped up in the Net Metering spreadsheet by the line losses to simulate impact to PTF.
Note on AB12: Kieny, Craig: Need to divide by (1+Line Losses) because we get RECs for actual generation and this equation is working off the credit we get in ISO-NE settlement, which has been stepped up in the Net Metering spreadsheet by the line losses to simulate impact to PTF.
Note on AA13: Kieny, Craig: Need to divide by (1+Line Losses) because we get RECs for actual generation and this equation is working off the credit we get in ISO-NE settlement, which has been stepped up in the Net Metering spreadsheet by the line losses to simulate impact to PTF.
Note on AB13: Kieny, Craig: Need to divide by (1+Line Losses) because we get RECs for actual generation and this equation is working off the credit we get in ISO-NE settlement, which has been stepped up in the Net Metering spreadsheet by the line losses to simulate impact to PTF.
Note on AA14: Kieny, Craig: Need to divide by (1+Line Losses) because we get RECs for actual generation and this equation is working off the credit we get in ISO-NE settlement, which has been stepped up in the Net Metering spreadsheet by the line losses to simulate impact to PTF.
Note on AB14: Kieny, Craig: Need to divide by (1+Line Losses) because we get RECs for actual generation and this equation is working off the credit we get in ISO-NE settlement, which has been stepped up in the Net Metering spreadsheet by the line losses to simulate impact to PTF.
Note on A15: Kieny, Craig: See VT Statute 30, Section 8005(a)(2).C.(ii)
Note on AA15: Kieny, Craig: Need to divide by (1+Line Losses) because we get RECs for actual generation and this equation is working off the credit we get in ISO-NE settlement, which has been stepped up in the Net Metering spreadsheet by the line losses to simulate impact to PTF.
Note on AB15: Kieny, Craig: Need to divide by (1+Line Losses) because we get RECs for actual generation and this equation is working off the credit we get in ISO-NE settlement, which has been stepped up in the Net Metering spreadsheet by the line losses to simulate impact to PTF.
Note on A16: Kieny, Craig: See VT Statute 30, Section 8005(a)(2).C.(ii)
Note on AA16: Kieny, Craig: Need to divide by (1+Line Losses) because we get RECs for actual generation and this equation is working off the credit we get in ISO-NE settlement, which has been stepped up in the Net Metering spreadsheet by the line losses to simulate impact to PTF.
Note on AB16: Kieny, Craig: Need to divide by (1+Line Losses) because we get RECs for actual generation and this equation is working off the credit we get in ISO-NE settlement, which has been stepped up in the Net Metering spreadsheet by the line losses to simulate impact to PTF.
Note on A17: Kieny, Craig: See VT Statute 30, Section 8005(a)(2).C.(ii)
Note on AA17: Kieny, Craig: Need to divide by (1+Line Losses) because we get RECs for actual generation and this equation is working off the credit we get in ISO-NE settlement, which has been stepped up in the Net Metering spreadsheet by the line losses to simulate impact to PTF.
Note on AB17: Kieny, Craig: Need to divide by (1+Line Losses) because we get RECs for actual generation and this equation is working off the credit we get in ISO-NE settlement, which has been stepped up in the Net Metering spreadsheet by the line losses to simulate impact to PTF.
Note on A18: Kieny, Craig: See VT Statute 30, Section 8005(a)(2).C.(ii)
Note on AA18: Kieny, Craig: Need to divide by (1+Line Losses) because we get RECs for actual generation and this equation is working off the credit we get in ISO-NE settlement, which has been stepped up in the Net Metering spreadsheet by the line losses to simulate impact to PTF.
Note on AB18: Kieny, Craig: Need to divide by (1+Line Losses) because we get RECs for actual generation and this equation is working off the credit we get in ISO-NE settlement, which has been stepped up in the Net Metering spreadsheet by the line losses to simulate impact to PTF.
Note on A19: Kieny, Craig: See VT Statute 30, Section 8005(a)(2).C.(ii)
Note on AA19: Kieny, Craig: Need to divide by (1+Line Losses) because we get RECs for actual generation and this equation is working off the credit we get in ISO-NE settlement, which has been stepped up in the Net Metering spreadsheet by the line losses to simulate impact to PTF.
Note on AB19: Kieny, Craig: Need to divide by (1+Line Losses) because we get RECs for actual generation and this equation is working off the credit we get in ISO-NE settlement, which has been stepped up in the Net Metering spreadsheet by the line losses to simulate impact to PTF.
Note on A20: Kieny, Craig: See VT Statute 30, Section 8005(a)(2).C.(ii)
Note on AA20: Kieny, Craig: Need to divide by (1+Line Losses) because we get RECs for actual generation and this equation is working off the credit we get in ISO-NE settlement, which has been stepped up in the Net Metering spreadsheet by the line losses to simulate impact to PTF.
Note on AB20: Kieny, Craig: Need to divide by (1+Line Losses) because we get RECs for actual generation and this equation is working off the credit we get in ISO-NE settlement, which has been stepped up in the Net Metering spreadsheet by the line losses to simulate impact to PTF.
Note on A21: Kieny, Craig: See VT Statute 30, Section 8005(a)(2).C.(ii)
Note on AA21: Kieny, Craig: Need to divide by (1+Line Losses) because we get RECs for actual generation and this equation is working off the credit we get in ISO-NE settlement, which has been stepped up in the Net Metering spreadsheet by the line losses to simulate impact to PTF.
Note on AB21: Kieny, Craig: Need to divide by (1+Line Losses) because we get RECs for actual generation and this equation is working off the credit we get in ISO-NE settlement, which has been stepped up in the Net Metering spreadsheet by the line losses to simulate impact to PTF.
Note on A22: Kieny, Craig: See VT Statute 30, Section 8005(a)(2).C.(ii)
Note on AA22: Kieny, Craig: Need to divide by (1+Line Losses) because we get RECs for actual generation and this equation is working off the credit we get in ISO-NE settlement, which has been stepped up in the Net Metering spreadsheet by the line losses to simulate impact to PTF.
Note on AB22: Kieny, Craig: Need to divide by (1+Line Losses) because we get RECs for actual generation and this equation is working off the credit we get in ISO-NE settlement, which has been stepped up in the Net Metering spreadsheet by the line losses to simulate impact to PTF.
Note on AA23: Kieny, Craig: Need to divide by (1+Line Losses) because we get RECs for actual generation and this equation is working off the credit we get in ISO-NE settlement, which has been stepped up in the Net Metering spreadsheet by the line losses to simulate impact to PTF.
Note on AB23: Kieny, Craig: Need to divide by (1+Line Losses) because we get RECs for actual generation and this equation is working off the credit we get in ISO-NE settlement, which has been stepped up in the Net Metering spreadsheet by the line losses to simulate impact to PTF.
Note on AA24: Kieny, Craig: Need to divide by (1+Line Losses) because we get RECs for actual generation and this equation is working off the credit we get in ISO-NE settlement, which has been stepped up in the Net Metering spreadsheet by the line losses to simulate impact to PTF.
Note on AB24: Kieny, Craig: Need to divide by (1+Line Losses) because we get RECs for actual generation and this equation is working off the credit we get in ISO-NE settlement, which has been stepped up in the Net Metering spreadsheet by the line losses to simulate impact to PTF.
Note on AA25: Kieny, Craig: Need to divide by (1+Line Losses) because we get RECs for actual generation and this equation is working off the credit we get in ISO-NE settlement, which has been stepped up in the Net Metering spreadsheet by the line losses to simulate impact to PTF.
Note on AB25: Kieny, Craig: Need to divide by (1+Line Losses) because we get RECs for actual generation and this equation is working off the credit we get in ISO-NE settlement, which has been stepped up in the Net Metering spreadsheet by the line losses to simulate impact to PTF.
Note on AA26: Kieny, Craig: Need to divide by (1+Line Losses) because we get RECs for actual generation and this equation is working off the credit we get in ISO-NE settlement, which has been stepped up in the Net Metering spreadsheet by the line losses to simulate impact to PTF.
Note on AB26: Kieny, Craig: Need to divide by (1+Line Losses) because we get RECs for actual generation and this equation is working off the credit we get in ISO-NE settlement, which has been stepped up in the Net Metering spreadsheet by the line losses to simulate impact to PTF.
Note on AA27: Kieny, Craig: Need to divide by (1+Line Losses) because we get RECs for actual generation and this equation is working off the credit we get in ISO-NE settlement, which has been stepped up in the Net Metering spreadsheet by the line losses to simulate impact to PTF.
Note on AB27: Kieny, Craig: Need to divide by (1+Line Losses) because we get RECs for actual generation and this equation is working off the credit we get in ISO-NE settlement, which has been stepped up in the Net Metering spreadsheet by the line losses to simulate impact to PTF.
Note on AA28: Kieny, Craig: Need to divide by (1+Line Losses) because we get RECs for actual generation and this equation is working off the credit we get in ISO-NE settlement, which has been stepped up in the Net Metering spreadsheet by the line losses to simulate impact to PTF.
Note on AB28: Kieny, Craig: Need to divide by (1+Line Losses) because we get RECs for actual generation and this equation is working off the credit we get in ISO-NE settlement, which has been stepped up in the Net Metering spreadsheet by the line losses to simulate impact to PTF.
Note on AA29: Kieny, Craig: Need to divide by (1+Line Losses) because we get RECs for actual generation and this equation is working off the credit we get in ISO-NE settlement, which has been stepped up in the Net Metering spreadsheet by the line losses to simulate impact to PTF.
Note on AB29: Kieny, Craig: Need to divide by (1+Line Losses) because we get RECs for actual generation and this equation is working off the credit we get in ISO-NE settlement, which has been stepped up in the Net Metering spreadsheet by the line losses to simulate impact to PTF.
Note on AA30: Kieny, Craig: Need to divide by (1+Line Losses) because we get RECs for actual generation and this equation is working off the credit we get in ISO-NE settlement, which has been stepped up in the Net Metering spreadsheet by the line losses to simulate impact to PTF.
Note on AB30: Kieny, Craig: Need to divide by (1+Line Losses) because we get RECs for actual generation and this equation is working off the credit we get in ISO-NE settlement, which has been stepped up in the Net Metering spreadsheet by the line losses to simulate impact to PTF.
Note on AA31: Kieny, Craig: Need to divide by (1+Line Losses) because we get RECs for actual generation and this equation is working off the credit we get in ISO-NE settlement, which has been stepped up in the Net Metering spreadsheet by the line losses to simulate impact to PTF.
Note on AB31: Kieny, Craig: Need to divide by (1+Line Losses) because we get RECs for actual generation and this equation is working off the credit we get in ISO-NE settlement, which has been stepped up in the Net Metering spreadsheet by the line losses to simulate impact to PTF.
Note on AA32: Kieny, Craig: Need to divide by (1+Line Losses) because we get RECs for actual generation and this equation is working off the credit we get in ISO-NE settlement, which has been stepped up in the Net Metering spreadsheet by the line losses to simulate impact to PTF.
Note on AB32: Kieny, Craig: Need to divide by (1+Line Losses) because we get RECs for actual generation and this equation is working off the credit we get in ISO-NE settlement, which has been stepped up in the Net Metering spreadsheet by the line losses to simulate impact to PTF.
Note on AA33: Kieny, Craig: Need to divide by (1+Line Losses) because we get RECs for actual generation and this equation is working off the credit we get in ISO-NE settlement, which has been stepped up in the Net Metering spreadsheet by the line losses to simulate impact to PTF.
Note on AB33: Kieny, Craig: Need to divide by (1+Line Losses) because we get RECs for actual generation and this equation is working off the credit we get in ISO-NE settlement, which has been stepped up in the Net Metering spreadsheet by the line losses to simulate impact to PTF.
Note on AA34: Kieny, Craig: Need to divide by (1+Line Losses) because we get RECs for actual generation and this equation is working off the credit we get in ISO-NE settlement, which has been stepped up in the Net Metering spreadsheet by the line losses to simulate impact to PTF.
Note on AB34: Kieny, Craig: Need to divide by (1+Line Losses) because we get RECs for actual generation and this equation is working off the credit we get in ISO-NE settlement, which has been stepped up in the Net Metering spreadsheet by the line losses to simulate impact to PTF.
Note on AA35: Kieny, Craig: Need to divide by (1+Line Losses) because we get RECs for actual generation and this equation is working off the credit we get in ISO-NE settlement, which has been stepped up in the Net Metering spreadsheet by the line losses to simulate impact to PTF.
Note on AB35: Kieny, Craig: Need to divide by (1+Line Losses) because we get RECs for actual generation and this equation is working off the credit we get in ISO-NE settlement, which has been stepped up in the Net Metering spreadsheet by the line losses to simulate impact to PTF.
Note on AA36: Kieny, Craig: Need to divide by (1+Line Losses) because we get RECs for actual generation and this equation is working off the credit we get in ISO-NE settlement, which has been stepped up in the Net Metering spreadsheet by the line losses to simulate impact to PTF.
Note on AB36: Kieny, Craig: Need to divide by (1+Line Losses) because we get RECs for actual generation and this equation is working off the credit we get in ISO-NE settlement, which has been stepped up in the Net Metering spreadsheet by the line losses to simulate impact to PTF.
Note on AA37: Kieny, Craig: Need to divide by (1+Line Losses) because we get RECs for actual generation and this equation is working off the credit we get in ISO-NE settlement, which has been stepped up in the Net Metering spreadsheet by the line losses to simulate impact to PTF.
Note on AB37: Kieny, Craig: Need to divide by (1+Line Losses) because we get RECs for actual generation and this equation is working off the credit we get in ISO-NE settlement, which has been stepped up in the Net Metering spreadsheet by the line losses to simulate impact to PTF.
Note on AA38: Kieny, Craig: Need to divide by (1+Line Losses) because we get RECs for actual generation and this equation is working off the credit we get in ISO-NE settlement, which has been stepped up in the Net Metering spreadsheet by the line losses to simulate impact to PTF.
Note on AB38: Kieny, Craig: Need to divide by (1+Line Losses) because we get RECs for actual generation and this equation is working off the credit we get in ISO-NE settlement, which has been stepped up in the Net Metering spreadsheet by the line losses to simulate impact to PTF.
Note on AA39: Kieny, Craig: Need to divide by (1+Line Losses) because we get RECs for actual generation and this equation is working off the credit we get in ISO-NE settlement, which has been stepped up in the Net Metering spreadsheet by the line losses to simulate impact to PTF.
Note on AB39: Kieny, Craig: Need to divide by (1+Line Losses) because we get RECs for actual generation and this equation is working off the credit we get in ISO-NE settlement, which has been stepped up in the Net Metering spreadsheet by the line losses to simulate impact to PTF.
Note on AA40: Kieny, Craig: Need to divide by (1+Line Losses) because we get RECs for actual generation and this equation is working off the credit we get in ISO-NE settlement, which has been stepped up in the Net Metering spreadsheet by the line losses to simulate impact to PTF.
Note on AB40: Kieny, Craig: Need to divide by (1+Line Losses) because we get RECs for actual generation and this equation is working off the credit we get in ISO-NE settlement, which has been stepped up in the Net Metering spreadsheet by the line losses to simulate impact to PTF.

## Tier 3 Data
0% |  | Annual Line Losses
0.6667% |  | Annual % Increase in RPS Requirement
TAKING LIFETIME CREDITS IN YEAR INSTALLED
[19 empty] | 0.1 |  |  |  | 0.1
[15 empty] | Mid-Base Net Load Forecast Installations |  |  |  | High-High Net Load Forecast Installations |  |  |  | Low-Low Net Load Forecast Installations
Year | Pre-Tier 3 High Forecast -High DSM Net Load Forecast | Pre-Tier 3 Base Forecast - Base DSM Base NM Net Load Forecast | Pre-Tier 3 Low Forecast - Low DSM Net Load Forecast | Tier 3 % Req. | VELCO Forecast | Climate Action Plan Forecast | VEC Forecast | Average of High and Low | Pre-Tier 3 High-High Sales | Pre-Tier 3 Mid-Base Sales | Pre-Tier 3 Low-Low Sales | VEC EV and CAP CCHP Sales Forecast | CAP EV and CAP CCHP Sales Forecast | VEC EV and EVT CCHP Sales Forecast | Year | Installed Credits Requirement | Base Cumulative Sales Impact from Tier III (MWh) | Base Cumulative Load Impact from Tier III (MWh) | Year | Installed Credits Requirement | High Cumulative Sales Impact from Tier III (MWh) | High Cumulative Load Impact from Tier III (MWh) | Year | Installed Credits Requirement | Low Cumulative Sales Impact from Tier III (MWh) | Low Cumulative Load Impact from Tier III (MWh) | VELCO Forecast | Climate Action Plan Forecast | VEC Forecast
2017 | 0 | 0 | 0 | 2% | 0 | 0 | 0 | 0.02 | 0 | 0 | 0 | 0 | 0 | 0 | 2017 | 0 |  |  | 2017 | 0 |  |  | 2017 | 0
2018 | 0 | 0 | 0 | 2.667% | 0 | 0 | 0 | 0.026667 | 0 | 0 | 0 | 0 | 0 | 0 | 2018 | 0 | 0 | 0 | 2018 | 0 | 0 |  | 2018 | 0 | 0
2019 | 0 | 0 | 0 | 3.333% | 0 | 0 | 0 | 0.033333 | 0 | 0 | 0 | 0 | 0 | 0 | 2019 | 0 | 0 | 0 | 2019 | 0 | 0 | 0 | 2019 | 0 | 0 | 0
2020 | 0 | 0 | 0 | 4% | 0 | 0 | 0 | 0.04 | 0 | 0 | 0 | 0 | 0 | 0 | 2020 | 0 | 0 | 0 | 2020 | 0 | 0 | 0 | 2020 | 0 | 0 | 0
2021 | 0 | 0 | 0 | 4.667% | 0 | 0 | 0 | 0.046667 | 0 | 0 | 0 | 0 | 0 | 0 | 2021 | 0 | 0 | 0 | 2021 | 0 | 0 | 0 | 2021 | 0 | 0 | 0
2022 | 0 | 0 | 0 | 5.333% | 0 | 0 | 0 | 0 | 0 | 0 | 0 | 0 | 0 | 0 | 2022 | 0 | 0 | 0 | 2022 | 0 | 0 | 0 | 2022 | 0 | 0 | 0
2023 | 0 | 0 | 0 | 6% | 0 | 0 | 0 | 0 | 0 | 0 | 0 | 0 | 0 | 0 | 2023 | 0 | 0 | 0 | 2023 | 0 | 0 | 0 | 2023 | 0 | 0 | 0 | 24610.6346 | 26459.8555 | 11053.3724
2024 | 0 | 0 | 0 | 6.667% | 0 | 0 | 0 | 0 | 0 | 0 | 0 | 0 | 0 | 0 | 2024 | 0 | 0 | 0 | 2024 | 0 | 0 | 0 | 2024 | 0 | 0 | 0 | 32682.2882 | 34737.5548 | 14649.5442
2025 | 502408.9767 | 502408.9767 | 502408.9767 | 7.333% | 516859.558 | 526009.6812 | 505793.6708 | 515901.676 | 502408.9767 | 502408.9767 | 502408.9767 | 516859.558 | 526009.6812 | 505793.6708 | 2025 | 38574.0433 | 23600.7045 | 23600.7045 | 2025 | 37903.0343 | 14450.5813 | 14450.5813 | 2025 | 37091.5359 | 3384.6941 | 3384.6941 | 41616.6061 | 43495.4111 | 19196.5958
2026 | 498756.6914 | 498756.6914 | 498756.6914 | 8% | 534404.0873 | 551119.2405 | 509047.3634 | 530083.3019 | 498756.6914 | 498756.6914 | 498756.6914 | 534404.0873 | 551119.2405 | 509047.3634 | 2026 | 44089.5392 | 52362.5491 | 52362.5491 | 2026 | 42752.327 | 35647.3959 | 35647.3959 | 2026 | 40723.7891 | 10290.672 | 10290.672 | 51849.0897 | 53297.4761 | 25131.2357
2027 | 494988.4971 | 494988.4971 | 494988.4971 | 8.667% | 547481.269 | 561801.2001 | 513021.7484 | 537411.4742 | 494988.4971 | 494988.4971 | 494988.4971 | 547481.269 | 561801.2001 | 513021.7484 | 2027 | 48689.4373 | 66812.7029 | 66812.7029 | 2027 | 47448.3766 | 52492.7719 | 52492.7719 | 2027 | 44461.8849 | 18033.2513 | 18033.2513 | 63472.7469 | 64196.9778 | 33012.1396
2028 | 491289.0982 | 491289.0982 | 491289.0982 | 9.333% | 562334.2564 | 574238.0943 | 518347.8876 | 546355.6198 | 491289.0982 | 491289.0982 | 491289.0982 | 562334.2564 | 574238.0943 | 518347.8876 | 2028 | 53595.5555 | 82948.996 | 82948.996 | 2028 | 52484.5306 | 71045.1582 | 71045.1582 | 2028 | 48379.1362 | 27058.7894 | 27058.7894 | 77860.5945 | 76589.7887 | 43812.1049
2029 | 487644.4628 | 487644.4628 | 487644.4628 | 10% | 579139.8581 | 588925.4229 | 525077.8 | 557418.5856 | 487644.4628 | 487644.4628 | 487644.4628 | 579139.8581 | 588925.4229 | 525077.8 | 2029 | 58892.5423 | 101280.9601 | 101280.9601 | 2029 | 57913.9858 | 91495.3953 | 91495.3953 | 2029 | 52507.78 | 37433.3372 | 37433.3372 | 97144.4147 | 91005.7638 | 59108.0138
2030 | 484083.5828 | 484083.5828 | 484083.5828 | 10.67% | 597537.2089 | 604371.2687 | 533253.6763 | 569764.8695 | 484083.5828 | 484083.5828 | 484083.5828 | 597537.2089 | 604371.2687 | 533253.6763 | 2030 | 64466.2687 | 120287.6859 | 120287.6859 | 2030 | 63737.3023 | 113453.6261 | 113453.6261 | 2030 | 56880.3921 | 49170.0936 | 49170.0936 | 122417.6578 | 106397.2174 | 80887.3737
2031 | 480525.8318 | 480525.8318 | 480525.8318 | 11.33% | 616126.8804 | 620873.4734 | 542625.6426 | 583269.7963 | 480525.8318 | 480525.8318 | 480525.8318 | 616126.8804 | 620873.4734 | 542625.6426 | 2031 | 70365.6603 | 140347.6416 | 140347.6416 | 2031 | 69827.7131 | 135601.0486 | 135601.0486 | 2031 | 61497.5728 | 62099.8108 | 62099.8108 | 155775.4832 | 122760.1363 | 110661.2169
2032 | 476974.3299 | 476974.3299 | 476974.3299 | 12% | 634675.0264 | 638688.2467 | 553259.1544 | 597913.4056 | 476974.3299 | 476974.3299 | 476974.3299 | 634675.0264 | 638688.2467 | 553259.1544 | 2032 | 76642.5896 | 161713.9169 | 161713.9169 | 2032 | 76161.0032 | 157700.6965 | 157700.6965 | 2032 | 66391.0985 | 76284.8246 | 76284.8246 | 194325.7889 | 140313.8797 | 144962.7632
2033 | 473472.3175 | 473472.3175 | 473472.3175 | 12% | 652630.1862 | 657164.2833 | 565231.5206 | 613245.5697 | 473472.3175 | 473472.3175 | 473472.3175 | 652630.1862 | 657164.2833 | 565231.5206 | 2033 | 78859.714 | 183691.9658 | 183691.9658 | 2033 | 78315.6223 | 179157.8687 | 179157.8687 | 2033 | 67827.7825 | 91759.2031 | 91759.2031 | 233272.3579 | 158498.4995 | 179588.885
2034 | 470011.612 | 470011.612 | 470011.612 | 12% | 669823.9862 | 676250.9656 | 578445.0024 | 629247.5352 | 470011.612 | 470011.612 | 470011.612 | 669823.9862 | 676250.9656 | 578445.0024 | 2034 | 81150.1159 | 206239.3535 | 206239.3535 | 2034 | 80378.8783 | 199812.3741 | 199812.3741 | 2034 | 69413.4003 | 108433.3903 | 108433.3903 | 271858.2605 | 177253.1955 | 213819.6913
2035 | 466555.5055 | 466555.5055 | 466555.5055 | 12% | 684634.9183 | 695043.4194 | 592612.4499 | 645238.9318 | 466555.5055 | 466555.5055 | 466555.5055 | 684634.9183 | 695043.4194 | 592612.4499 | 2035 | 83405.2103 | 228487.914 | 228487.914 | 2035 | 82156.1902 | 218079.4129 | 218079.4129 | 2035 | 71113.494 | 126056.9444 | 126056.9444 | 308527.7367 | 196064.3968 | 246628.5084
2036 | 463165.5638 | 463165.5638 | 463165.5638 | 12% | 696152.5799 | 713975.4383 | 606943.0265 | 661055.2021 | 463165.5638 | 463165.5638 | 463165.5638 | 696152.5799 | 713975.4383 | 606943.0265 | 2036 | 85677.0526 | 250809.8745 | 250809.8745 | 2036 | 83538.3096 | 232987.0161 | 232987.0161 | 2036 | 72833.1632 | 143777.4627 | 143777.4627 | 342176.7447 | 214809.3729 | 276484.2678
2037 | 459775.089 | 459775.089 | 459775.089 | 12% | 704881.0983 | 733141.3011 | 620684.503 | 676969.7541 | 459775.089 | 459775.089 | 459775.089 | 704881.0983 | 733141.3011 | 620684.503 | 2037 | 87976.9561 | 273366.2121 | 273366.2121 | 2037 | 84585.7318 | 245106.0093 | 245106.0093 | 2037 | 74482.1404 | 160909.414 | 160909.414 | 371840.239 | 233580.3179 | 301837.0535
2038 | 456392.7593 | 456392.7593 | 456392.7593 | 12% | 711330.6753 | 751528.1971 | 633249.9356 | 692389.0664 | 456392.7593 | 456392.7593 | 456392.7593 | 711330.6753 | 751528.1971 | 633249.9356 | 2038 | 90183.3837 | 295135.4378 | 295135.4378 | 2038 | 85359.681 | 254937.916 | 254937.916 | 2038 | 75989.9923 | 176857.1763 | 176857.1763 | 394677.9353 | 251674.0583 | 320505.2434
2039 | 453022.6659 | 453022.6659 | 453022.6659 | 12% | 716120.866 | 768552.2886 | 644213.491 | 706382.8898 | 453022.6659 | 453022.6659 | 453022.6659 | 716120.866 | 768552.2886 | 644213.491 | 2039 | 92226.2746 | 315529.6227 | 315529.6227 | 2039 | 85934.5039 | 263098.2 | 263098.2 | 2039 | 77305.6189 | 191190.825 | 191190.825 | 408525.2357 | 268706.4903 | 330665.441
2040 | 449648.0757 | 449648.0757 | 449648.0757 | 12% | 719620.6369 | 782587.6507 | 653337.7248 | 717962.6878 | 449648.0757 | 449648.0757 | 449648.0757 | 719620.6369 | 782587.6507 | 653337.7248 | 2040 | 93910.5181 | 332939.575 | 332939.575 | 2040 | 86354.4764 | 269972.5612 | 269972.5612 | 2040 | 78400.527 | 203689.6491 | 203689.6491 | 415717.9443 | 283693.7043 | 335589.9982
2041 | 446241.103 | 446241.103 | 446241.103 | 12% | 722223.803 | 793532.279 | 660621.0658 | 727076.6724 | 446241.103 | 446241.103 | 446241.103 | 722223.803 | 793532.279 | 660621.0658 | 2041 | 95223.8735 | 347291.176 | 347291.176 | 2041 | 86666.8564 | 275982.7 | 275982.7 | 2041 | 79274.5279 | 214379.9627 | 214379.9627 | 420072.5574 | 296435.6337 | 339288.7929
2042 | 442878.4203 | 442878.4203 | 442878.4203 | 12% | 723086.7451 | 803176.8828 | 666546.8084 | 734861.8456 | 442878.4203 | 442878.4203 | 442878.4203 | 723086.7451 | 803176.8828 | 666546.8084 | 2042 | 96381.2259 | 360298.4625 | 360298.4625 | 2042 | 86770.4094 | 280208.3248 | 280208.3248 | 2042 | 79985.617 | 223668.3881 | 223668.3881 | 423028.2356 | 308040.3963 | 342078.2348
2043 | 439445.4333 | 439445.4333 | 439445.4333 | 12% | 722234.8836 | 812434.2463 | 671206.7422 | 741820.4943 | 439445.4333 | 439445.4333 | 439445.4333 | 722234.8836 | 812434.2463 | 671206.7422 | 2043 | 97492.1096 | 372988.813 | 372988.813 | 2043 | 86668.186 | 282789.4503 | 282789.4503 | 2043 | 80544.8091 | 231761.3089 | 231761.3089
2044 | 436058.3134 | 436058.3134 | 436058.3134 | 12% | 721107.3536 | 821737.477 | 674974.2356 | 748355.8563 | 436058.3134 | 436058.3134 | 436058.3134 | 721107.3536 | 821737.477 | 674974.2356 | 2044 | 98608.4972 | 385679.1636 | 385679.1636 | 2044 | 86532.8824 | 285049.0402 | 285049.0402 | 2044 | 80996.9083 | 238915.9223 | 238915.9223
2045 | 432653.7712 | 432653.7712 | 432653.7712 | 12% | 719961.5159 | 831023.2854 | 678117.5207 | 754570.403 | 432653.7712 | 432653.7712 | 432653.7712 | 719961.5159 | 831023.2854 | 678117.5207 | 2045 | 99722.7942 | 398369.5142 | 398369.5142 | 2045 | 86395.3819 | 287307.7447 | 287307.7447 | 2045 | 81374.1025 | 245463.7496 | 245463.7496
2046 | -2845.5929 | -2845.5929 | -2845.5929 | 12% | -2845.5929 | -2845.5929 | -2845.5929 | -2845.5929 | -2845.5929 | -2845.5929 | -2845.5929 | -2845.5929 | -2845.5929 | -2845.5929 | 2046 | -341.4711 | 0 | 0 | 2046 | -341.4711 | 0 | 0 | 2046 | -341.4711 | 0 | 0
2047 | 0 | 0 | 0 | 12% | 0 | 0 | 0 | 0 | 0 | 0 | 0 | 0 | 0 | 0 | 2047 | 0 | 0 | 0 | 2047 | 0 | 0 | 0 | 2047 | 0 | 0 | 0
2048 | 0 | 0 | 0 | 12% | 0 | 0 | 0 | 0 | 0 | 0 | 0 | 0 | 0 | 0 | 2048 | 0 | 0 | 0 | 2048 | 0 | 0 | 0 | 2048 | 0 | 0 | 0
2049 | 0 | 0 | 0 | 12% | 0 | 0 | 0 | 0 | 0 | 0 | 0 | 0 | 0 | 0 | 2049 | 0 | 0 | 0 | 2049 | 0 | 0 | 0 | 2049 | 0 | 0 | 0
2050 | 0 | 0 | 0 | 12% | 0 | 0 | 0 | 0 | 0 | 0 | 0 | 0 | 0 | 0 | 2050 | 0 | 0 | 0 | 2050 | 0 | 0 | 0 | 2050 | 0 | 0 | 0
Note on A2: Craig Kieny: Assumption used in 2019 Budget

## Tier 4 Data
H40 Tier I
| ANNUAL TIER 2 REQUIREMENTS and COMMITTED RESOURCES (MWh) | [11 empty] | Line Losses | [9 empty] | 0% | [17 empty] | 2%
[6 empty] | Other Tier Used For |  | 2 | 2 | 2 | 2 | 2 | 2 | [7 empty] | 0 | 0 | 2 | 2 |  |  |  |  | Shortfall | [11 empty] | 1
Tier 2 % Requirement | Year | Pre-Tier 3 High | Pre-Tier 3 Base | Pre-Tier 3 Low | VELCO Forecast | Climate Action Plan Forecast | VEC Forecast | Standard Offer | Alburgh Solar | Magee Hill Solar | Grand Isle Solar | Jericho - Gravel Pit Solar | Jericho - Landfill Solar | Proposed New Tier 2 Renewable C | Proposed New Tier 2 Renewable D | Proposed New Tier 2 Renewable E | Proposed New Tier 2 Renewable F | Proposed New Tier 2 Renewable G | Proposed New Tier 2 Renewable H | Proposed New Tier 2 Renewable I | Kingdom Wind | Sheffield - Fixed Price | Existing Net Metering RECs | New Net Metering RECs | Total Tier IV Resources | Pre-Tier 3 Shortfall (Excess) High | Pre-Tier 3 Shortfall (Excess) Base | Pre-Tier 3 Shortfall (Excess) Low | VELCO Forecast | Climate Action Plan Forecast | VEC Forecast | Total Amount in Bank |  |  |  | Total Tier 2 Requirement fulfilled by resources Other Than Alburgh and NM - High Load | Total Tier 2 Requirement fulfilled by resources Other Than Alburgh and NM - Base | Total Tier 2 Resources Other Than Alburgh and NM | Total Tier 2 Resources VEC Can sell - High Case | Total Tier 2 Resources VEC Can sell - Base Case | REC $ Sensitivity | Total $ from sale of Excess Tier 2 Resources - High Case | Total $ from sale of Excess Tier 2 Resources - Low Case
| 2016 | [6 empty] | 0 |  | 0 | #REF! | #REF! | 0 | 0 | 0 | 0 | 0 | 0 | 0 | 0 |  |  |  |  | #REF!
0% | 2017 | 0 | 0 | 0 | 0 | 0 | 0 | 0 | #REF! | 0 | #REF! | #REF! | 0 | 0 | 0 | 0 | 0 | 0 | 0 | 0 |  |  |  |  | #REF! | #REF! | #REF! | #REF! | #REF! | #REF! | #REF! | #REF!
0% | 2018 | 0 | 0 | 0 | 0 | 0 | 0 | 0 | 1563.5555 | 2042.4463 | 7391.9242 | 0 | 0 | 0 | 0 | 0 | 0 | 0 | 0 | 0 |  |  | 2500 |  | 13497.926 | -13497.926 | -13497.926 | -13497.926 | -13497.926 | -13497.926 | -13497.926 | #REF! |  |  |  | -4063.5555 | -4063.5555 | 9434.3705 | 13497.926 | 13497.926 | 1 | 13497.926 | 13497.926
0% | 2019 | 0 | 0 | 0 | 0 | 0 | 0 | 0 | 1555.7378 | 2032.234 | 7354.9646 | 104.2784 | 110.3065 | 0 | 0 | 0 | 0 | 0 | 0 | 0 | 21852.8181 | 21870.6015 | 0 | 0 | 54880.9409 | -54880.9409 | -54880.9409 | -54880.9409 | -54880.9409 | -54880.9409 | -54880.9409 | #REF! | 2676.1332 | -2676.1332 |  | -1555.7378 | -1555.7378 | 53325.2031 | 54880.9409 | 54880.9409 | 1.02 | 55978.5597 | 55978.5597
0% | 2020 | 0 | 0 | 0 | 0 | 0 | 0 | 0 | 1547.9591 | 2022.0729 | 7318.1897 | 2496.0634 | 2730.1973 | 0 | 0 | 0 | 0 | 0 | 0 | 0 | 21852.8181 | 21870.6015 | 0 | 0 | 59837.902 | -59837.902 | -59837.902 | -59837.902 | -59837.902 | -59837.902 | -59837.902 | #REF! | 5055.0589 | -5055.0589 |  | -1547.9591 | -1547.9591 | 58289.9429 | 59837.902 | 59837.902 | 1.0404 | 62255.3532 | 62255.3532
0% | 2021 | 0 | 0 | 0 | 0 | 0 | 0 | 0 | 1540.2193 | 2011.9625 | 7281.5988 | 2483.5831 | 2716.5463 | 0 | 0 | 0 | 0 | 0 | 0 | 0 | 21852.8181 | 17159.5815 | 0 | 0 | 55046.3096 | -55046.3096 | -55046.3096 | -55046.3096 | -55046.3096 | -55046.3096 | -55046.3096 | #REF! | 5029.7836 | -5029.7836 |  | -1540.2193 | -1540.2193 | 53506.0903 | 55046.3096 | 55046.3096 | 1.0612 | 58415.5841 | 58415.5841
0% | 2022 | 0 | 0 | 0 | 0 | 0 | 0 | 0 | 1532.5182 | 2001.9027 | 7245.1908 | 2482.2027 | 2723.0292 | 0 | 0 | 0 | 0 | 0 | 0 | 0 | 21326.282 | 0 | 0 | 0 | 37311.1255 | -37311.1255 | -37311.1255 | -37311.1255 | -37311.1255 | -37311.1255 | -37311.1255 | #REF! | 5015.6722 | -5015.6722 | -200626.8881 | -1532.5182 | -1532.5182 | 35778.6074 | 37311.1255 | 37311.1255 | 1.0824 | 40386.7622 | 40386.7622
0% | 2023 | 0 | 0 | 0 | 0 | 0 | 0 | 0 | 1524.8556 | 1991.8932 | 7208.9648 | 2469.7917 | 2709.414 | 0 | 0 | 0 | 0 | 0 | 0 | 0 | 21326.282 | 7822.4675 | 0 | 0 | 45053.6688 | -45053.6688 | -45053.6688 | -45053.6688 | -45053.6688 | -45053.6688 | -45053.6688 | #REF! | 4990.5938 | -4990.5938 | -199623.7537 | -1524.8556 | -1524.8556 | 43528.8132 | 45053.6688 | 45053.6688 | 1.1041 | 49742.8909 | 49742.8909
0% | 2024 | 0 | 0 | 0 | 0 | 0 | 0 | 0 | 0 | 0 | 0 | 0 | 0 | 0 | 0 | 0 | 0 | 0 | 0 | 0 | 21326.282 | 7822.4675 | 0 | 0 | 29148.7495 | -29148.7495 | -29148.7495 | -29148.7495 | -29148.7495 | -29148.7495 | -29148.7495 | #REF! | 0 | 0 | 0 | 0 | 0 | 29148.7495 | 29148.7495 | 29148.7495 | 1.1262 | 32826.2263 | 32826.2263
0% | 2025 | 0 | 0 | 0 | 0 | 0 | 0 | 0 | 0 | 0 | 0 | 0 | 0 | 0 | 0 | 0 | 0 | 0 | 0 | 0 | 21326.282 | 7822.4675 | 0 | 0 | 29148.7495 | -29148.7495 | -29148.7495 | -29148.7495 | -29148.7495 | -29148.7495 | -29148.7495 | #REF! | 0 | 0 | 0 | 0 | 0 | 29148.7495 | 29148.7495 | 29148.7495 | 1.1487 | 33482.7508 | 33482.7508
0% | 2026 | 0 | 0 | 0 | 0 | 0 | 0 | 0 | 0 | 0 | 0 | 0 | 0 | 0 | 0 | 0 | 0 | 0 | 0 | 0 | 21326.282 | 15644.935 | 0 | 0 | 36971.217 | -36971.217 | -36971.217 | -36971.217 | -36971.217 | -36971.217 | -36971.217 | #REF! | 0 | 0 | 0 | 0 | 0 | 36971.217 | 36971.217 | 36971.217 | 1.1717 | 43317.6732 | 43317.6732
0% | 2027 | 0 | 0 | 0 | 0 | 0 | 0 | 0 | 0 | 0 | 0 | 0 | 0 | 0 | 0 | 0 | 0 | 0 | 0 | 0 | 21326.282 | 15644.935 | 0 | 0 | 36971.217 | -36971.217 | -36971.217 | -36971.217 | -36971.217 | -36971.217 | -36971.217 | #REF! | 0 | 0 | 0 | 0 | 0 | 36971.217 | 36971.217 | 36971.217 | 1.1951 | 44184.0267 | 44184.0267
0% | 2028 | 0 | 0 | 0 | 0 | 0 | 0 | 0 | 0 | 0 | 0 | 0 | 0 | 0 | 0 | 0 | 0 | 0 | 0 | 0 | 21326.282 | 15644.935 | 0 | 0 | 36971.217 | -36971.217 | -36971.217 | -36971.217 | -36971.217 | -36971.217 | -36971.217 | #REF! | 0 | 0 | 0 | 0 | 0 | 36971.217 | 36971.217 | 36971.217 | 1.219 | 45067.7072 | 45067.7072
0% | 2029 | 0 | 0 | 0 | 0 | 0 | 0 | 0 | 0 | 0 | 0 | 0 | 0 | 0 | 0 | 0 | 0 | 0 | 0 | 0 | 21326.282 | 15644.935 | 0 | 0 | 36971.217 | -36971.217 | -36971.217 | -36971.217 | -36971.217 | -36971.217 | -36971.217 | #REF! | 0 | 0 | 0 | 0 | 0 | 36971.217 | 36971.217 | 36971.217 | 1.2434 | 45969.0614 | 45969.0614
5% | 2030 | 24204.1791 | 24204.1791 | 24204.1791 | 29876.8604 | 30218.5634 | 26662.6838 | 0 | 0 | 0 | 0 | 0 | 0 | 0 | 0 | 0 | 0 | 0 | 0 | 0 | 21326.282 | 15644.935 | 0 | 0 | 36971.217 | -12767.0379 | -12767.0379 | -12767.0379 | -7094.3566 | -6752.6536 | -10308.5332 | #REF! | 0 | 30218.5634 | 1208742.5374 | 29876.8604 | 30218.5634 | 36971.217 | 7094.3566 | 6752.6536 | 1.2682 | 8997.3595 | 8563.9975
5% | 2031 | 24026.2916 | 24026.2916 | 24026.2916 | 30806.344 | 31043.6737 | 27131.2821 | 0 | 0 | 0 | 0 | 0 | 0 | 0 | 0 | 0 | 0 | 0 | 0 | 0 | 21326.282 | 10215.18 | 0 | 0 | 31541.462 | -7515.1704 | -7515.1704 | -7515.1704 | -735.118 | -497.7883 | -4410.1799 | #REF! | 0 | 31043.6737 | 1241746.9468 | 30806.344 | 31043.6737 | 31541.462 | 735.118 | 497.7883 | 1.2936 | 950.9535 | 643.9423
5% | 2032 | 23848.7165 | 23848.7165 | 23848.7165 | 31733.7513 | 31934.4123 | 27662.9577 | 0 | 0 | 0 | 0 | 0 | 0 | 0 | 0 | 0 | 0 | 0 | 0 | 0 | 21326.282 | 0 | 0 | 0 | 21326.282 | 2522.4345 | 2522.4345 | 2522.4345 | 10407.4693 | 10608.1303 | 6336.6757 | #REF! | 0 | 31934.4123 | 1277376.4934 | 31733.7513 | 31934.4123 | 21326.282 | -10407.4693 | -10608.1303 | 1.3195 | -13732.4347 | -13997.2027
5% | 2033 | 23673.6159 | 23673.6159 | 23673.6159 | 32631.5093 | 32858.2142 | 28261.576 | 0 | 0 | 0 | 0 | 0 | 0 | 0 | 0 | 0 | 0 | 0 | 0 | 0 | 21326.282 | 0 | 0 | 0 | 21326.282 | 2347.3339 | 2347.3339 | 2347.3339 | 11305.2273 | 11531.9322 | 6935.294 | #REF! | 0 | 32858.2142 | 1314328.5665 | 32631.5093 | 32858.2142 | 21326.282 | -11305.2273 | -11531.9322 | 1.3459 | -15215.3475 | -15520.4624
5% | 2034 | 23500.5806 | 23500.5806 | 23500.5806 | 33491.1993 | 33812.5483 | 28922.2501 | 0 | 0 | 0 | 0 | 0 | 0 | 0 | 0 | 0 | 0 | 0 | 0 | 0 | 21326.282 | 0 | 0 | 0 | 21326.282 | 2174.2986 | 2174.2986 | 2174.2986 | 12164.9173 | 12486.2663 | 7595.9681 | #REF! | 0 | 33812.5483 | 1352501.9311 | 33491.1993 | 33812.5483 | 21326.282 | -12164.9173 | -12486.2663 | 1.3728 | -16699.8246 | -17140.9679
10% | 2035 | 46655.5505 | 46655.5505 | 46655.5505 | 68463.4918 | 69504.3419 | 59261.245 | 0 | 0 | 0 | 0 | 0 | 0 | 0 | 0 | 0 | 0 | 0 | 0 | 0 | 21326.282 | 0 | 0 | 0 | 21326.282 | 25329.2685 | 25329.2685 | 25329.2685 | 47137.2098 | 48178.0599 | 37934.963 | #REF! | 0 | 69504.3419 | 2780173.6777 | 68463.4918 | 69504.3419 | 21326.282 | -47137.2098 | -48178.0599 | 1.4002 | -66003.4736 | -67460.915
10% | 2036 | 46316.5564 | 46316.5564 | 46316.5564 | 69615.258 | 71397.5438 | 60694.3026 | 0 | 0 | 0 | 0 | 0 | 0 | 0 | 0 | 0 | 0 | 0 | 0 | 0 | 21326.282 | 0 | 0 | 0 | 21326.282 | 24990.2744 | 24990.2744 | 24990.2744 | 48288.976 | 50071.2618 | 39368.0206 | #REF! | 0 | 71397.5438 | 2855901.753 | 69615.258 | 71397.5438 | 21326.282 | -48288.976 | -50071.2618 | 1.4282 | -68968.5488 | -71514.0918
10% | 2037 | 45977.5089 | 45977.5089 | 45977.5089 | 70488.1098 | 73314.1301 | 62068.4503 | 0 | 0 | 0 | 0 | 0 | 0 | 0 | 0 | 0 | 0 | 0 | 0 | 0 | 21188.506 | 0 | 0 | 0 | 21188.506 | 24789.0029 | 24789.0029 | 24789.0029 | 49299.6038 | 52125.6241 | 40879.9443 | #REF! | 0 | 73314.1301 | 2932565.2045 | 70488.1098 | 73314.1301 | 21188.506 | -49299.6038 | -52125.6241 | 1.4568 | -71820.2137 | -75937.1916
10% | 2038 | 45639.2759 | 45639.2759 | 45639.2759 | 71133.0675 | 75152.8197 | 63324.9936 | 0 | 0 | 0 | 0 | 0 | 0 | 0 | 0 | 0 | 0 | 0 | 0 | 0 | 0 | 0 | 0 | 0 | 0 | 45639.2759 | 45639.2759 | 45639.2759 | 71133.0675 | 75152.8197 | 63324.9936 | #REF! | 0 | 75152.8197 | 3006112.7885 | 71133.0675 | 75152.8197 | 0 | -71133.0675 | -75152.8197 | 1.4859 | -105699.9965 | -111673.1368
10% | 2039 | 45302.2666 | 45302.2666 | 45302.2666 | 71612.0866 | 76855.2289 | 64421.3491 | 0 | 0 | 0 | 0 | 0 | 0 | 0 | 0 | 0 | 0 | 0 | 0 | 0 | 0 | 0 | 0 | 0 | 0 | 45302.2666 | 45302.2666 | 45302.2666 | 71612.0866 | 76855.2289 | 64421.3491 | #REF! | 0 | 76855.2289 | 3074209.1543 | 71612.0866 | 76855.2289 | 0 | -71612.0866 | -76855.2289 | 1.5157 | -108540.0295 | -116486.8837
10% | 2040 | 44964.8076 | 44964.8076 | 44964.8076 | 71962.0637 | 78258.7651 | 65333.7725 | 0 | 0 | 0 | 0 | 0 | 0 | 0 | 0 | 0 | 0 | 0 | 0 | 0 | 0 | 0 | 0 | 0 | 0 | 44964.8076 | 44964.8076 | 44964.8076 | 71962.0637 | 78258.7651 | 65333.7725 | #REF! | 0 | 78258.7651 |  | 71962.0637 | 78258.7651 | 0 | -71962.0637 | -78258.7651 | 1.546 | -111251.8875 | -120986.4599
10% | 2041 | 44624.1103 | 44624.1103 | 44624.1103 | 72222.3803 | 79353.2279 | 66062.1066 | 0 | 0 | 0 | 0 | 0 | 0 | 0 | 0 | 0 | 0 | 0 | 0 | 0 | 0 | 0 | 0 | 0 | 0 | 44624.1103 | 44624.1103 | 44624.1103 | 72222.3803 | 79353.2279 | 66062.1066 | #REF! | 0 | 79353.2279 |  | 72222.3803 | 79353.2279 | 0 | -72222.3803 | -79353.2279 | 1.5769 | -113887.4184 | -125132.0467
10% | 2042 | 44287.842 | 44287.842 | 44287.842 | 72308.6745 | 80317.6883 | 66654.6808 | 0 | 0 | 0 | 0 | 0 | 0 | 0 | 0 | 0 | 0 | 0 | 0 | 0 | 0 | 0 | 0 | 0 | 0 | 44287.842 | 44287.842 | 44287.842 | 72308.6745 | 80317.6883 | 66654.6808 | #REF! | 0 | 80317.6883 |  | 72308.6745 | 80317.6883 | 0 | -72308.6745 | -80317.6883 | 1.6084 | -116303.9655 | -129185.9616
10% | 2043 | 43944.5433 | 43944.5433 | 43944.5433 | 72223.4884 | 81243.4246 | 67120.6742 | 0 | 0 | 0 | 0 | 0 | 0 | 0 | 0 | 0 | 0 | 0 | 0 | 0 | 0 | 0 | 0 | 0 | 0 | 43944.5433 | 43944.5433 | 43944.5433 | 72223.4884 | 81243.4246 | 67120.6742 | #REF! | 0 | 81243.4246 |  | 72223.4884 | 81243.4246 | 0 | -72223.4884 | -81243.4246 | 1.6406 | -118490.2879 | -133288.4495
10% | 2044 | 43605.8313 | 43605.8313 | 43605.8313 | 72110.7354 | 82173.7477 | 67497.4236 | 0 | 0 | 0 | 0 | 0 | 0 | 0 | 0 | 0 | 0 | 0 | 0 | 0 | 0 | 0 | 0 | 0 | 0 | 43605.8313 | 43605.8313 | 43605.8313 | 72110.7354 | 82173.7477 | 67497.4236 | #REF! | 0 | 82173.7477 |  | 72110.7354 | 82173.7477 | 0 | -72110.7354 | -82173.7477 | 1.6734 | -120671.4108 | -137511.0379
10% | 2045 | 43265.3771 | 43265.3771 | 43265.3771 | 71996.1516 | 83102.3285 | 67811.7521 | 0 | 0 | 0 | 0 | 0 | 0 | 0 | 0 | 0 | 0 | 0 | 0 | 0 | 0 | 0 | 0 | 0 | 0 | 43265.3771 | 43265.3771 | 43265.3771 | 71996.1516 | 83102.3285 | 67811.7521 | #REF! | 0 | 83102.3285 |  | 71996.1516 | 83102.3285 | 0 | -71996.1516 | -83102.3285 | 1.7069 | -122889.2575 | -141846.2408
10% | 2046 | -284.5593 | -284.5593 | -284.5593 | -284.5593 | -284.5593 | -284.5593 | 0 | 0 | 0 | 0 | 0 | 0 | 0 | 0 | 0 | 0 | 0 | 0 | 0 | 0 | 0 | 0 | 0 | 0 | -284.5593 | -284.5593 | -284.5593 | -284.5593 | -284.5593 | -284.5593 | #REF! | 0 | -284.5593 |  | -284.5593 | -284.5593 | 0 | 284.5593 | 284.5593 | 1.741 | 495.4246 | 495.4246
10% | 2047 | 0 | 0 | 0 | 0 | 0 | 0 | 0 | 0 | 0 | 0 | 0 | 0 | 0 | 0 | 0 | 0 | 0 | 0 | 0 | 0 | 0 | 0 | 0 | 0 | 0 | 0 | 0 | 0 | 0 | 0 | #REF! | 0 | 0 |  | 0 | 0 | 0 | 0 | 0 | 1.7758 | 0 | 0
10% | 2048 | 0 | 0 | 0 | 0 | 0 | 0 | 0 | 0 | 0 | 0 | 0 | 0 | 0 | 0 | 0 | 0 | 0 | 0 | 0 | 0 | 0 | 0 | 0 | 0 | 0 | 0 | 0 | 0 | 0 | 0 | #REF! | 0 | 0 |  | 0 | 0 | 0 | 0 | 0 | 1.8114 | 0 | 0
10% | 2049 | 0 | 0 | 0 | 0 | 0 | 0 | 0 | 0 | 0 | 0 | 0 | 0 | 0 | 0 | 0 | 0 | 0 | 0 | 0 | 0 | 0 | 0 | 0 | 0 | 0 | 0 | 0 | 0 | 0 | 0 | #REF! | 0 | 0 |  | 0 | 0 | 0 | 0 | 0 | 1.8476 | 0 | 0
10% | 2050 | 0 | 0 | 0 | 0 | 0 | 0 | 0 | 0 | 0 | 0 | 0 | 0 | 0 | 0 | 0 | 0 | 0 | 0 | 0 | 0 | 0 | 0 | 0 | 0 | 0 | 0 | 0 | 0 | 0 | 0 | #REF! | 0 | 0 |  | 0 | 0 | 0 | 0 | 0 | 1.8845 | 0 | 0
[42 empty] | -8301.7041 | -272629.3836
IMPACTS OF BANKING IF ALLOWED TO USE BANKED REC FIRST
[26 empty] | Amt used to meet Res | Amt into Bank | Yr 1 out | Yr 2 Out | Yr 3 Out | Bank Balance | Lost RECs due to Expiration | Annual RES Settlement
| 2019 |  | 0 |  |  | 0 | [18 empty] | 54880.9409 | 0 | 54880.9409 | 0 | 0 | 0 | 11375 |  | 0
| 2020 |  | 0 |  |  | 0 | [18 empty] | 59837.902 | 0 | 59837.902 | 0 | 0 | 0 | 71212.902 |  | 0
| 2021 |  | 0 |  |  | 0 | [18 empty] | 55046.3096 | 0 | 55046.3096 | 0 | FALSE | 0 | 126259.2115 |  | 0
| 2022 |  | 0 |  |  | 0 | [18 empty] | 37311.1255 | 0 | 37311.1255 | 0 | FALSE | 0 | 108689.3962 | 54880.9409 | 0
| 2023 |  | 0 |  |  | 0 | [18 empty] | 45053.6688 | 0 | 45053.6688 | 0 | FALSE | 0 | 93905.163 | 59837.902 | 0
| 2024 |  | 0 |  |  | 0 | [18 empty] | 29148.7495 | 0 | 29148.7495 | 0 | 0 | 0 | 68007.603 | 55046.3096 | 0
| 2025 |  | 0 |  |  | 0 | [18 empty] | 29148.7495 | 0 | 29148.7495 | 0 | 0 | 0 | 59845.2269 | 37311.1255 | 0
| 2026 |  | 0 |  |  | 0 | [18 empty] | 36971.217 | 0 | 36971.217 | 0 | 0 | 0 | 51762.7751 | 45053.6688 | 0
| 2027 |  | 0 |  |  | 0 | [18 empty] | 36971.217 | 0 | 36971.217 | 0 | 0 | 0 | 59585.2426 | 29148.7495 | 0
| 2028 |  | 0 |  |  | 0 | [18 empty] | 36971.217 | 0 | 36971.217 | 0 | 0 | 0 | 67407.7101 | 29148.7495 | 0
| 2029 |  | 0 |  |  | 0 | [18 empty] | 36971.217 | 0 | 36971.217 | 0 | 0 | 0 | 67407.7101 | 36971.217 | 0
| 2030 |  | 24204.1791 |  |  | 30218.5634 | [18 empty] | 36971.217 | 0 | 36971.217 | 0 | 0 | 30218.5634 | 67407.7101 | 6752.6536 | 0
| 2031 |  | 48230.4707 |  |  | 31043.6737 | [18 empty] | 31541.462 | 0 | 31541.462 | 0 | 0 | 31043.6737 | 61977.9551 | 5927.5433 | 0
| 2032 |  | 72079.1872 |  |  | 31934.4123 | [18 empty] | 21326.282 | 0 | 21326.282 | 0 | 0 | 31934.4123 | 46333.0201 | 5036.8047 | 0
| 2033 |  | 95752.8031 |  |  | 32858.2142 | [18 empty] | 21326.282 | 0 | 21326.282 | 0 | 0 | 32858.2142 | 30688.0851 | 4113.0028 | 0
| 2034 |  | 119253.3837 |  |  | 33812.5483 | [18 empty] | 21326.282 | 0 | 21326.282 | 0 | 2271.0863 | 31541.462 | 18201.8188 | 0 | 0
| 2035 |  | 165908.9342 |  |  | 69504.3419 | [18 empty] | 21326.282 | 7796.5822 | 13529.6998 | 21326.282 | 21326.282 | 19055.1957 | -29976.2411 | 0 | 0
| 2036 |  | 212225.4906 |  |  | 71397.5438 | [18 empty] | 21326.282 | 21326.282 | 0 | 13529.6998 | 0 | 0 | -43505.9409 | 0 | -36541.562
| 2037 |  | 258202.9995 |  |  | 73314.1301 | [18 empty] | 21188.506 | 21188.506 | 0 | 0 | 0 | 0 | -43505.9409 | 0 | -52125.6241
| 2038 |  | 303842.2755 |  |  | 75152.8197 | [18 empty] | 0 | 0 | 0 | 0 | 0 | 0 | -43505.9409 | 0 | -75152.8197
Note on X8: Craig Kieny: Actual NM RECs from January 2018 - October 2018.
Note on X9: Kieny, Craig: Need to divide by (1+Line Losses) because we get RECs for actual generation and this equation is working off the credit we get in ISO-NE settlement, which has been stepped up in the Net Metering spreadsheet by the line losses to simulate impact to PTF.
Note on Y9: Kieny, Craig: Need to divide by (1+Line Losses) because we get RECs for actual generation and this equation is working off the credit we get in ISO-NE settlement, which has been stepped up in the Net Metering spreadsheet by the line losses to simulate impact to PTF.
Note on X10: Kieny, Craig: Need to divide by (1+Line Losses) because we get RECs for actual generation and this equation is working off the credit we get in ISO-NE settlement, which has been stepped up in the Net Metering spreadsheet by the line losses to simulate impact to PTF.
Note on Y10: Kieny, Craig: Need to divide by (1+Line Losses) because we get RECs for actual generation and this equation is working off the credit we get in ISO-NE settlement, which has been stepped up in the Net Metering spreadsheet by the line losses to simulate impact to PTF.
Note on X11: Kieny, Craig: Need to divide by (1+Line Losses) because we get RECs for actual generation and this equation is working off the credit we get in ISO-NE settlement, which has been stepped up in the Net Metering spreadsheet by the line losses to simulate impact to PTF.
Note on Y11: Kieny, Craig: Need to divide by (1+Line Losses) because we get RECs for actual generation and this equation is working off the credit we get in ISO-NE settlement, which has been stepped up in the Net Metering spreadsheet by the line losses to simulate impact to PTF.
Note on X12: Kieny, Craig: Need to divide by (1+Line Losses) because we get RECs for actual generation and this equation is working off the credit we get in ISO-NE settlement, which has been stepped up in the Net Metering spreadsheet by the line losses to simulate impact to PTF.
Note on Y12: Kieny, Craig: Need to divide by (1+Line Losses) because we get RECs for actual generation and this equation is working off the credit we get in ISO-NE settlement, which has been stepped up in the Net Metering spreadsheet by the line losses to simulate impact to PTF.
Note on X13: Kieny, Craig: Need to divide by (1+Line Losses) because we get RECs for actual generation and this equation is working off the credit we get in ISO-NE settlement, which has been stepped up in the Net Metering spreadsheet by the line losses to simulate impact to PTF.
Note on Y13: Kieny, Craig: Need to divide by (1+Line Losses) because we get RECs for actual generation and this equation is working off the credit we get in ISO-NE settlement, which has been stepped up in the Net Metering spreadsheet by the line losses to simulate impact to PTF.
Note on X14: Kieny, Craig: Need to divide by (1+Line Losses) because we get RECs for actual generation and this equation is working off the credit we get in ISO-NE settlement, which has been stepped up in the Net Metering spreadsheet by the line losses to simulate impact to PTF.
Note on Y14: Kieny, Craig: Need to divide by (1+Line Losses) because we get RECs for actual generation and this equation is working off the credit we get in ISO-NE settlement, which has been stepped up in the Net Metering spreadsheet by the line losses to simulate impact to PTF.
Note on X15: Kieny, Craig: Need to divide by (1+Line Losses) because we get RECs for actual generation and this equation is working off the credit we get in ISO-NE settlement, which has been stepped up in the Net Metering spreadsheet by the line losses to simulate impact to PTF.
Note on Y15: Kieny, Craig: Need to divide by (1+Line Losses) because we get RECs for actual generation and this equation is working off the credit we get in ISO-NE settlement, which has been stepped up in the Net Metering spreadsheet by the line losses to simulate impact to PTF.
Note on X16: Kieny, Craig: Need to divide by (1+Line Losses) because we get RECs for actual generation and this equation is working off the credit we get in ISO-NE settlement, which has been stepped up in the Net Metering spreadsheet by the line losses to simulate impact to PTF.
Note on Y16: Kieny, Craig: Need to divide by (1+Line Losses) because we get RECs for actual generation and this equation is working off the credit we get in ISO-NE settlement, which has been stepped up in the Net Metering spreadsheet by the line losses to simulate impact to PTF.
Note on X17: Kieny, Craig: Need to divide by (1+Line Losses) because we get RECs for actual generation and this equation is working off the credit we get in ISO-NE settlement, which has been stepped up in the Net Metering spreadsheet by the line losses to simulate impact to PTF.
Note on Y17: Kieny, Craig: Need to divide by (1+Line Losses) because we get RECs for actual generation and this equation is working off the credit we get in ISO-NE settlement, which has been stepped up in the Net Metering spreadsheet by the line losses to simulate impact to PTF.
Note on X18: Kieny, Craig: Need to divide by (1+Line Losses) because we get RECs for actual generation and this equation is working off the credit we get in ISO-NE settlement, which has been stepped up in the Net Metering spreadsheet by the line losses to simulate impact to PTF.
Note on Y18: Kieny, Craig: Need to divide by (1+Line Losses) because we get RECs for actual generation and this equation is working off the credit we get in ISO-NE settlement, which has been stepped up in the Net Metering spreadsheet by the line losses to simulate impact to PTF.
Note on X19: Kieny, Craig: Need to divide by (1+Line Losses) because we get RECs for actual generation and this equation is working off the credit we get in ISO-NE settlement, which has been stepped up in the Net Metering spreadsheet by the line losses to simulate impact to PTF.
Note on Y19: Kieny, Craig: Need to divide by (1+Line Losses) because we get RECs for actual generation and this equation is working off the credit we get in ISO-NE settlement, which has been stepped up in the Net Metering spreadsheet by the line losses to simulate impact to PTF.
Note on X20: Kieny, Craig: Need to divide by (1+Line Losses) because we get RECs for actual generation and this equation is working off the credit we get in ISO-NE settlement, which has been stepped up in the Net Metering spreadsheet by the line losses to simulate impact to PTF.
Note on Y20: Kieny, Craig: Need to divide by (1+Line Losses) because we get RECs for actual generation and this equation is working off the credit we get in ISO-NE settlement, which has been stepped up in the Net Metering spreadsheet by the line losses to simulate impact to PTF.
Note on X21: Kieny, Craig: Need to divide by (1+Line Losses) because we get RECs for actual generation and this equation is working off the credit we get in ISO-NE settlement, which has been stepped up in the Net Metering spreadsheet by the line losses to simulate impact to PTF.
Note on Y21: Kieny, Craig: Need to divide by (1+Line Losses) because we get RECs for actual generation and this equation is working off the credit we get in ISO-NE settlement, which has been stepped up in the Net Metering spreadsheet by the line losses to simulate impact to PTF.
Note on X22: Kieny, Craig: Need to divide by (1+Line Losses) because we get RECs for actual generation and this equation is working off the credit we get in ISO-NE settlement, which has been stepped up in the Net Metering spreadsheet by the line losses to simulate impact to PTF.
Note on Y22: Kieny, Craig: Need to divide by (1+Line Losses) because we get RECs for actual generation and this equation is working off the credit we get in ISO-NE settlement, which has been stepped up in the Net Metering spreadsheet by the line losses to simulate impact to PTF.
Note on X23: Kieny, Craig: Need to divide by (1+Line Losses) because we get RECs for actual generation and this equation is working off the credit we get in ISO-NE settlement, which has been stepped up in the Net Metering spreadsheet by the line losses to simulate impact to PTF.
Note on Y23: Kieny, Craig: Need to divide by (1+Line Losses) because we get RECs for actual generation and this equation is working off the credit we get in ISO-NE settlement, which has been stepped up in the Net Metering spreadsheet by the line losses to simulate impact to PTF.
Note on X24: Kieny, Craig: Need to divide by (1+Line Losses) because we get RECs for actual generation and this equation is working off the credit we get in ISO-NE settlement, which has been stepped up in the Net Metering spreadsheet by the line losses to simulate impact to PTF.
Note on Y24: Kieny, Craig: Need to divide by (1+Line Losses) because we get RECs for actual generation and this equation is working off the credit we get in ISO-NE settlement, which has been stepped up in the Net Metering spreadsheet by the line losses to simulate impact to PTF.
Note on X25: Kieny, Craig: Need to divide by (1+Line Losses) because we get RECs for actual generation and this equation is working off the credit we get in ISO-NE settlement, which has been stepped up in the Net Metering spreadsheet by the line losses to simulate impact to PTF.
Note on Y25: Kieny, Craig: Need to divide by (1+Line Losses) because we get RECs for actual generation and this equation is working off the credit we get in ISO-NE settlement, which has been stepped up in the Net Metering spreadsheet by the line losses to simulate impact to PTF.
Note on X26: Kieny, Craig: Need to divide by (1+Line Losses) because we get RECs for actual generation and this equation is working off the credit we get in ISO-NE settlement, which has been stepped up in the Net Metering spreadsheet by the line losses to simulate impact to PTF.
Note on Y26: Kieny, Craig: Need to divide by (1+Line Losses) because we get RECs for actual generation and this equation is working off the credit we get in ISO-NE settlement, which has been stepped up in the Net Metering spreadsheet by the line losses to simulate impact to PTF.
Note on X27: Kieny, Craig: Need to divide by (1+Line Losses) because we get RECs for actual generation and this equation is working off the credit we get in ISO-NE settlement, which has been stepped up in the Net Metering spreadsheet by the line losses to simulate impact to PTF.
Note on Y27: Kieny, Craig: Need to divide by (1+Line Losses) because we get RECs for actual generation and this equation is working off the credit we get in ISO-NE settlement, which has been stepped up in the Net Metering spreadsheet by the line losses to simulate impact to PTF.
Note on X28: Kieny, Craig: Need to divide by (1+Line Losses) because we get RECs for actual generation and this equation is working off the credit we get in ISO-NE settlement, which has been stepped up in the Net Metering spreadsheet by the line losses to simulate impact to PTF.
Note on Y28: Kieny, Craig: Need to divide by (1+Line Losses) because we get RECs for actual generation and this equation is working off the credit we get in ISO-NE settlement, which has been stepped up in the Net Metering spreadsheet by the line losses to simulate impact to PTF.
Note on X29: Kieny, Craig: Need to divide by (1+Line Losses) because we get RECs for actual generation and this equation is working off the credit we get in ISO-NE settlement, which has been stepped up in the Net Metering spreadsheet by the line losses to simulate impact to PTF.
Note on Y29: Kieny, Craig: Need to divide by (1+Line Losses) because we get RECs for actual generation and this equation is working off the credit we get in ISO-NE settlement, which has been stepped up in the Net Metering spreadsheet by the line losses to simulate impact to PTF.
Note on X30: Kieny, Craig: Need to divide by (1+Line Losses) because we get RECs for actual generation and this equation is working off the credit we get in ISO-NE settlement, which has been stepped up in the Net Metering spreadsheet by the line losses to simulate impact to PTF.
Note on Y30: Kieny, Craig: Need to divide by (1+Line Losses) because we get RECs for actual generation and this equation is working off the credit we get in ISO-NE settlement, which has been stepped up in the Net Metering spreadsheet by the line losses to simulate impact to PTF.
Note on X31: Kieny, Craig: Need to divide by (1+Line Losses) because we get RECs for actual generation and this equation is working off the credit we get in ISO-NE settlement, which has been stepped up in the Net Metering spreadsheet by the line losses to simulate impact to PTF.
Note on Y31: Kieny, Craig: Need to divide by (1+Line Losses) because we get RECs for actual generation and this equation is working off the credit we get in ISO-NE settlement, which has been stepped up in the Net Metering spreadsheet by the line losses to simulate impact to PTF.
Note on X32: Kieny, Craig: Need to divide by (1+Line Losses) because we get RECs for actual generation and this equation is working off the credit we get in ISO-NE settlement, which has been stepped up in the Net Metering spreadsheet by the line losses to simulate impact to PTF.
Note on Y32: Kieny, Craig: Need to divide by (1+Line Losses) because we get RECs for actual generation and this equation is working off the credit we get in ISO-NE settlement, which has been stepped up in the Net Metering spreadsheet by the line losses to simulate impact to PTF.
Note on X33: Kieny, Craig: Need to divide by (1+Line Losses) because we get RECs for actual generation and this equation is working off the credit we get in ISO-NE settlement, which has been stepped up in the Net Metering spreadsheet by the line losses to simulate impact to PTF.
Note on Y33: Kieny, Craig: Need to divide by (1+Line Losses) because we get RECs for actual generation and this equation is working off the credit we get in ISO-NE settlement, which has been stepped up in the Net Metering spreadsheet by the line losses to simulate impact to PTF.
Note on X34: Kieny, Craig: Need to divide by (1+Line Losses) because we get RECs for actual generation and this equation is working off the credit we get in ISO-NE settlement, which has been stepped up in the Net Metering spreadsheet by the line losses to simulate impact to PTF.
Note on Y34: Kieny, Craig: Need to divide by (1+Line Losses) because we get RECs for actual generation and this equation is working off the credit we get in ISO-NE settlement, which has been stepped up in the Net Metering spreadsheet by the line losses to simulate impact to PTF.
Note on X35: Kieny, Craig: Need to divide by (1+Line Losses) because we get RECs for actual generation and this equation is working off the credit we get in ISO-NE settlement, which has been stepped up in the Net Metering spreadsheet by the line losses to simulate impact to PTF.
Note on Y35: Kieny, Craig: Need to divide by (1+Line Losses) because we get RECs for actual generation and this equation is working off the credit we get in ISO-NE settlement, which has been stepped up in the Net Metering spreadsheet by the line losses to simulate impact to PTF.
Note on X36: Kieny, Craig: Need to divide by (1+Line Losses) because we get RECs for actual generation and this equation is working off the credit we get in ISO-NE settlement, which has been stepped up in the Net Metering spreadsheet by the line losses to simulate impact to PTF.
Note on Y36: Kieny, Craig: Need to divide by (1+Line Losses) because we get RECs for actual generation and this equation is working off the credit we get in ISO-NE settlement, which has been stepped up in the Net Metering spreadsheet by the line losses to simulate impact to PTF.
Note on X37: Kieny, Craig: Need to divide by (1+Line Losses) because we get RECs for actual generation and this equation is working off the credit we get in ISO-NE settlement, which has been stepped up in the Net Metering spreadsheet by the line losses to simulate impact to PTF.
Note on Y37: Kieny, Craig: Need to divide by (1+Line Losses) because we get RECs for actual generation and this equation is working off the credit we get in ISO-NE settlement, which has been stepped up in the Net Metering spreadsheet by the line losses to simulate impact to PTF.
Note on X38: Kieny, Craig: Need to divide by (1+Line Losses) because we get RECs for actual generation and this equation is working off the credit we get in ISO-NE settlement, which has been stepped up in the Net Metering spreadsheet by the line losses to simulate impact to PTF.
Note on Y38: Kieny, Craig: Need to divide by (1+Line Losses) because we get RECs for actual generation and this equation is working off the credit we get in ISO-NE settlement, which has been stepped up in the Net Metering spreadsheet by the line losses to simulate impact to PTF.
Note on X39: Kieny, Craig: Need to divide by (1+Line Losses) because we get RECs for actual generation and this equation is working off the credit we get in ISO-NE settlement, which has been stepped up in the Net Metering spreadsheet by the line losses to simulate impact to PTF.
Note on Y39: Kieny, Craig: Need to divide by (1+Line Losses) because we get RECs for actual generation and this equation is working off the credit we get in ISO-NE settlement, which has been stepped up in the Net Metering spreadsheet by the line losses to simulate impact to PTF.
Note on X40: Kieny, Craig: Need to divide by (1+Line Losses) because we get RECs for actual generation and this equation is working off the credit we get in ISO-NE settlement, which has been stepped up in the Net Metering spreadsheet by the line losses to simulate impact to PTF.
Note on Y40: Kieny, Craig: Need to divide by (1+Line Losses) because we get RECs for actual generation and this equation is working off the credit we get in ISO-NE settlement, which has been stepped up in the Net Metering spreadsheet by the line losses to simulate impact to PTF.

## Pre-Post Tier 3 Comp Tables
0.15
Total System Energy Requirements |  |  |  | Tier 1 Requirements |  |  |  | Tier 2 Requirements | [7 empty] | Non-Renewable Maximum Allotment |  |  |  | Sanity Check (Total System - Tier 1 - Tier 2 - Non-Renewable = 0)
Year | Pre-Tier 3 | Post Tier-3 | % Increase Due to Tier 3 | Year | Pre-Tier 3 | Post Tier-3 | % Increase Due to Tier 3 | Year | Tier 3 Annual Requirement % | Pre-Tier 3 | Post Tier-3 | % Increase Due to Tier 3 | Annual MWh Increase - Post Tier 3 | Annual Add'l MW of Solar AC Post-Tier 3 | Cumulative MW of Solar AC to Fulfill Requirement Post-Tier 3 | Year | Pre-Tier 3 | Post Tier-3 | % Increase Due to Tier 3 | Year | Pre-Tier 3 | Post Tier-3
2016 | 0 | 0 | #DIV/0! | 2016 |  |  |  | 2016 | [7 empty] | 2016 |  |  |  | 2016
2017 | 0 | 0 | #DIV/0! | 2017 | 0 | 0 | #DIV/0! | 2017 | 1% | 0 | 0 | #DIV/0! | 0 | 0 | 0 | 2017 | #REF! | #REF! | #REF! | 2017 | #REF! | #REF!
2018 | 0 | 0 | #DIV/0! | 2018 | 0 | 0 | #DIV/0! | 2018 | 1.6% | 0 | 0 | #DIV/0! | 0 | 0 | 0 | 2018 | #REF! | #REF! | #REF! | 2018 | #REF! | #REF!
2019 | 0 | 0 | #DIV/0! | 2019 | 0 | 0 | #DIV/0! | 2019 | 2.2% | 0 | 0 | #DIV/0! | 0 | 0 | 0 | 2019 | #REF! | #REF! | #REF! | 2019 | #REF! | #REF!
2020 | 0 | 0 | #DIV/0! | 2020 | 0 | 0 | #DIV/0! | 2020 | 2.8% | 0 | 0 | #DIV/0! | 0 | 0 | 0 | 2020 | #REF! | #REF! | #REF! | 2020 | #REF! | #REF!
2021 | 0 | 0 | #DIV/0! | 2021 | 0 | 0 | #DIV/0! | 2021 | 3.4% | 0 | 0 | #DIV/0! | 0 | 0 | 0 | 2021 | #REF! | #REF! | #REF! | 2021 | #REF! | #REF!
2022 | 0 | 0 | #DIV/0! | 2022 | 0 | 0 | #DIV/0! | 2022 | 4% | 0 | 0 | #DIV/0! | 0 | 0 | 0 | 2022 | #REF! | #REF! | #REF! | 2022 | #REF! | #REF!
2023 | 0 | 0 | #DIV/0! | 2023 | 0 | 0 | #DIV/0! | 2023 | 4.6% | 0 | 0 | #DIV/0! | 0 | 0 | 0 | 2023 | #REF! | #REF! | #REF! | 2023 | #REF! | #REF!
2024 | 0 | 0 | #DIV/0! | 2024 | 0 | 0 | #DIV/0! | 2024 | 5.2% | 0 | 0 | #DIV/0! | 0 | 0 | 0 | 2024 | #REF! | #REF! | #REF! | 2024 | #REF! | #REF!
2025 | 502408.9767 | 526009.6812 | 4.698% | 2025 | 287377.9347 | 300877.5376 | 4.698% | 2025 | 5.8% | 29139.7206 | 30508.5615 | 4.698% | 30508.5615 | 23.2181 | 23.2181 | 2025 | #REF! | #REF! | #REF! | 2025 | #REF! | #REF!
2026 | 498756.6914 | 551119.2405 | 10.5% | 2026 | 275313.6936 | 304217.8207 | 10.5% | 2026 | 7.8% | 38903.0219 | 29892.7922 | -23.16% | -615.7693 | -0.46862 | 22.7495 | 2026 | #REF! | #REF! | #REF! | 2026 | #REF! | #REF!
2027 | 494988.4971 | 561801.2001 | 13.5% | 2027 | 263333.8805 | 298878.2384 | 13.5% | 2027 | 9.8% | 48508.8727 | 41962.0091 | -13.5% | 12069.2168 | 9.1851 | 31.9346 | 2027 | #REF! | #REF! | #REF! | 2027 | #REF! | #REF!
2028 | 491289.0982 | 574238.0943 | 16.88% | 2028 | 271191.5822 | 316979.428 | 16.88% | 2028 | 11.8% | 57972.1136 | 54638.5106 | -5.75% | 12676.5015 | 9.6473 | 41.5818 | 2028 | #REF! | #REF! | #REF! | 2028 | #REF! | #REF!
2029 | 487644.4628 | 588925.4229 | 20.77% | 2029 | 259426.8542 | 313308.325 | 20.77% | 2029 | 13.8% | 67294.9359 | 68177.1998 | 1.311% | 13538.6892 | 10.3034 | 51.8852 | 2029 | #REF! | #REF! | #REF! | 2029 | #REF! | #REF!
2030 | 484083.5828 | 604371.2687 | 24.85% | 2030 | 407598.3767 | 508880.6082 | 24.85% | 2030 | 15.8% | 76485.2061 | 82396.1519 | 7.728% | 14218.9521 | 10.8211 | 62.7064 | 2030 | #REF! | #REF! | #REF! | 2030 | #REF! | #REF!
2031 | 480525.8318 | 620873.4734 | 29.21% | 2031 | 394992.2338 | 510357.9951 | 29.21% | 2031 | 17.8% | 85533.5981 | 97420.9697 | 13.9% | 15024.8178 | 11.4344 | 74.1408 | 2031 | #REF! | #REF! | #REF! | 2031 | #REF! | #REF!
2032 | 476974.3299 | 638688.2467 | 33.9% | 2032 | 381579.4639 | 510950.5974 | 33.9% | 2032 | 20% | 95394.866 | 114616.0648 | 20.15% | 17195.0951 | 13.0861 | 87.2268 | 2032 | #REF! | #REF! | #REF! | 2032 | #REF! | #REF!
2033 | 473472.3175 | 657164.2833 | 38.8% | 2033 | 378777.854 | 525731.4266 | 38.8% | 2033 | 20% | 94694.4635 | 118338.3481 | 24.97% | 3722.2833 | 2.8328 | 90.0596 | 2033 | #REF! | #REF! | #REF! | 2033 | #REF! | #REF!
2034 | 470011.612 | 676250.9656 | 43.88% | 2034 | 376009.2896 | 541000.7725 | 43.88% | 2034 | 20% | 94002.3224 | 122155.6846 | 29.95% | 3817.3365 | 2.9051 | 92.9648 | 2034 | #REF! | #REF! | #REF! | 2034 | #REF! | #REF!
2035 | 466555.5055 | 695043.4194 | 48.97% | 2035 | 373244.4044 | 556034.7355 | 48.97% | 2035 | 20% | 93311.1011 | 125914.1753 | 34.94% | 3758.4908 | 2.8603 | 95.8251 | 2035 | #REF! | #REF! | #REF! | 2035 | #REF! | #REF!

## Renewable Analysis
[6 empty] | Tier I Requirement |  |  | Additional MWh Needed to be 100% Carbon Free |  |  | Additional MWh Needed to be 100% Renewable |  |  | NEED TO REFRESH ASSUMPTIONS AND REVIEW METHODOLOGY FOR THESE COLUMNS | [7 empty] | ADD IN SUSTAINABLE ENERGY REC PROJECTIONS | [6 empty] | Additional Cost to be 100% Carbon Free |  |  | Additional Cost to be 100% Renewable | [18 empty] | Value of Tier III Savings should be average cost to deliver Tier III measures
[15 empty] | 2% |  | 2% | 2% |  | 2% |  |  | 2% | 1% |  |  | 2% |  |  | With Seabrook |  |  | With Hydro |  |  | With Offshore Wind |  |  | With Tier II Solar |  |  | With In-state Wind | [9 empty] | 2% |  |  |  | With Seabrook |  |  | Hydro |  |  | Offshore Wind |  |  | In-State Solar |  |  | In-State Wind
Year | VELCO Forecast | Climate Action Plan Forecast | VEC Forecast | Next Era - Seabrook | Tier I % Req. | Tier I Requirement VELCO Forecast | Tier I Requirement Climate Action Plan Forecast | Tier I Requirement VEC Forecast | Additional MWh Needed to be 100% Carbon Free VELCO Forecast | Additional MWh Needed to be 100% Carbon Free Climate Action Plan Forecast | Additional MWh Needed to be 100% Carbon Free VEC Forecast | Additional MWh Needed to be 100% Renewable VELCO Forecast | Additional MWh Needed to be 100% Renewable Climate Action Plan Forecast | Additional MWh Needed to be 100% Renewable VEC Forecast | Purchase Price for Seabrook Energy @ Seabrook Node | Average DA LMP @ Settlement Node | Cost of Nuclear Attributes ($/MWh) | Purchase Price for CT River Hydro Energy @ Vernon UN Node | Average DA LMP @ Settlement Node | Low Value REC Price | Offshore Wind - Assumed Bundled Energy Price | Average DA LMP @ Settlement Node | High Value REC Price | Purchase Price of Tier II Solar PPA | LMP Value of Tier II Solar | REC Value of Tier II Solar | In-state Wind PPA | In-state LMP Value | In-sate wind REC Value | Additional Cost to be 100% Carbon Free VELCO Forecast | Additional Cost to be 100% Carbon Free Climate Action Plan Forecast | Additional Cost to be 100% Carbon Free VEC Forecast | Additional Cost to be 100% Renewable VELCO Forecast | Additional Cost to be 100% Renewable Climate Action Plan Forecast | Additional Cost to be 100% Renewable VEC Forecast | Additional Cost to be 100% Renewable VEC EV - CAP CCHP | Additional Cost to be 100% Renewable CAP EV - CAP CCHP | Additional Cost to be 100% Renewable VEC EV - EVT CCHP | Additional Cost to be 100% Renewable VEC EV - CAP CCHP | Additional Cost to be 100% Renewable CAP EV - CAP CCHP | Additional Cost to be 100% Renewable VEC EV - EVT CCHP | Additional Cost to be 100% Renewable VEC EV - CAP CCHP | Additional Cost to be 100% Renewable CAP EV - CAP CCHP | Additional Cost to be 100% Renewable VEC EV - EVT CCHP | Annual Tier III Req. % | Tier III Req. VEC EV - CAP CCHP | Tier III Req. CAP EV - CAP CCHP | Tier III Req. VEC EV - EVT CCHP | Tier III Credits at Base Carbon Free %'s | Tier III Credits if 100% Carbon Free | Additional Tier III Credit Earned from being 100% Carbon Free | Value of VT Tier II REC or Tier III MWh Credit | Value of the Additional Tier III Credit VEC EV - CAP CCHP | Value of the Additional Tier III Credit CAP EV - CAP CCHP | Value of the Additional Tier III Credit VEC EV - EVT CCHP | Net Cost to VEC to be 100% Carbon Free VEC EV - CAP CCHP | Net Cost to VEC to be 100% Carbon Free CAP EV - CAP CCHP | Net Cost to VEC to be 100% Carbon Free VEC EV - EVT CCHP | Net Cost to VEC to be 100% Renewable VEC EV - CAP CCHP | Net Cost to VEC to be 100% Renewable CAP EV - CAP CCHP | Net Cost to VEC to be 100% Renewable VEC EV - EVT CCHP | Net Cost to VEC to be 100% Renewable VEC EV - CAP CCHP | Net Cost to VEC to be 100% Renewable CAP EV - CAP CCHP | Net Cost to VEC to be 100% Renewable VEC EV - EVT CCHP | Net Cost to VEC to be 100% Renewable VEC EV - CAP CCHP | Net Cost to VEC to be 100% Renewable CAP EV - CAP CCHP | Net Cost to VEC to be 100% Renewable VEC EV - EVT CCHP | Net Cost to VEC to be 100% Renewable VEC EV - CAP CCHP | Net Cost to VEC to be 100% Renewable CAP EV - CAP CCHP | Net Cost to VEC to be 100% Renewable VEC EV - EVT CCHP
2017 | 0 | 0 | 0 | 0 | 55% | 0 | 0 | 0
2018 | 0 | 0 | 0 | 78156 | 55% | 0 | 0 | 0 | [36 empty] | 2.667% | #REF! | #REF! | #REF! | 22701.7333 | 25811.6751 | 3109.9418
2019 | 0 | 0 | 0 | 85410 | 55% | 0 | 0 | 0 | -85410 | -85410 | -85410 | 0 | 0 | 0 | [15 empty] | 0 | 0 | 0 | 0 | 0 | 0 |  |  |  | 0 | 0 | 0 |  |  |  | 3.333% | #REF! | #REF! | #REF! | 25281.2556 | 29250.0634 | 3968.8079 |  | #REF! | #REF! | #REF! | #REF! | #REF! | #REF! | #REF! | #REF! | #REF! | #REF! | #REF! | #REF! | #REF! | #REF! | #REF! | #REF! | #REF! | #REF!
2020 | 0 | 0 | 0 | 78624 | 59% | 0 | 0 | 0 | -78624 | -78624 | -78624 | 0 | 0 | 0 | [15 empty] | 0 | 0 | 0 | 0 | 0 | 0 | [9 empty] | 4% | #REF! | #REF! | #REF! | 26637.1489 | 30639.933 | 4002.7841 |  | #REF! | #REF! | #REF! | #REF! | #REF! | #REF! | #REF! | #REF! | #REF! | #REF! | #REF! | #REF! | #REF! | #REF! | #REF! | #REF! | #REF! | #REF!
2021 | 0 | 0 | 0 | 78156 | 59% | 0 | 0 | 0 | -78156 | -78156 | -78156 | 0 | 0 | 0 | [15 empty] | 0 | 0 | 0 | 0 | 0 | 0 | [9 empty] | 4.667% | #REF! | #REF! | #REF! | 28764.6228 | 33034.582 | 4269.9591 |  | #REF! | #REF! | #REF! | #REF! | #REF! | #REF! | #REF! | #REF! | #REF! | #REF! | #REF! | #REF! | #REF! | #REF! | #REF! | #REF! | #REF! | #REF!
2022 | 0 | 0 | 0 | 85410 | 59% | 0 | 0 | 0 | -85410 | -85410 | -85410 | 0 | 0 | 0 | 44.0028 | 43.14 | 3.83 | 43.4724 | 42.62 | 10.5 |  | 43.77 | 35 |  | 42.63 | 35 | 39.9024 | 39.12 | 35 | 400812.048 | 400812.048 | 400812.048 | 0 | 0 | 0 |  |  |  | 0 | 0 | 0 | 0 | 0 | 0 | 5.333% | #REF! | #REF! | #REF! | 30917.763 | 35334.7164 | 4416.9534 | 62.28 | #REF! | #REF! | #REF! | #REF! | #REF! | #REF! | #REF! | #REF! | #REF! | #REF! | #REF! | #REF! | #REF! | #REF! | #REF! | #REF! | #REF! | #REF!
2023 | 0 | 0 | 0 | 78390 | 63% | 0 | 0 | 0 | -78390 | -78390 | -78390 | 0 | 0 | 0 | 50.0792 | 49.0973 | 3.9066 | 49.4756 | 48.5054 | 10.71 |  | 49.8142 | 30 |  | 48.5168 | 30 | 45.4126 | 44.5221 | 30 | 383213.045 | 383213.045 | 383213.045 | 0 | 0 | 0 |  |  |  | 0 | 0 | 0 | 0 | 0 | 0 | 6% | #REF! | #REF! | #REF! | 34316.1527 | 38996.7891 | 4680.6364 | 63.5256 | #REF! | #REF! | #REF! | #REF! | #REF! | #REF! | #REF! | #REF! | #REF! | #REF! | #REF! | #REF! | #REF! | #REF! | #REF! | #REF! | #REF! | #REF!
2024 | 0 | 0 | 0 | 78390 | 63% | 0 | 0 | 0 | -78390 | -78390 | -78390 | 0 | 0 | 0 | 44.2018 | 43.3351 | 3.9847 | 43.669 | 42.8128 | 10.9242 |  | 43.968 | 25 | 88 | 42.8228 | 25 | 40.0829 | 39.297 | 25 | 380303.9639 | 380303.9639 | 380303.9639 | 0 | 0 | 0 | 0 | 0 | 0 | 0 | 0 | 0 | 0 | 0 | 0 | 6.667% | #REF! | #REF! | #REF! | 39840.3171 | 44986.9707 | 5146.6537 | 64.7961 | #REF! | #REF! | #REF! | #REF! | #REF! | #REF! | #REF! | #REF! | #REF! | #REF! | #REF! | #REF! | #REF! | #REF! | #REF! | #REF! | #REF! | #REF!
2025 | 516859.558 | 526009.6812 | 505793.6708 | 85410 | 63% | 325621.5215 | 331386.0992 | 318650.0126 | 105828.0365 | 109213.582 | 101733.6582 | 191238.0365 | 194623.582 | 187143.6582 | 43.5942 | 42.7394 | 4.0644 | 43.0687 | 42.2242 | 11.1427 |  | 43.3636 | 25 | 88.88 | 42.2341 | 25 | 39.5319 | 38.7567 | 25 | -520590.844 | -537245.07 | -500449.7179 | -2292402.6126 | -2332985.7188 | -2243322.6096 | 0 | 0 | 0 | -4139510.9662 | -4212793.998 | -4050884.6449 | -4929186.1589 | -5016449.0527 | -4823653.0078 | 7.333% | #REF! | #REF! | #REF! | 47907.5804 | 53535.4332 | 5627.8528 | 66.092 | #REF! | #REF! | #REF! | #REF! | #REF! | #REF! | #REF! | #REF! | #REF! | #REF! | #REF! | #REF! | #REF! | #REF! | #REF! | #REF! | #REF! | #REF!
2026 | 534404.0873 | 551119.2405 | 509047.3634 | 78390 | 63% | 336674.575 | 347205.1215 | 320699.8389 | 119339.5123 | 125524.119 | 109957.5245 | 197729.5123 | 203914.119 | 188347.5245 | 44.0881 | 43.2236 | 4.1457 | 43.5567 | 42.7026 | 11.3655 |  | 43.8548 | 25 | 89.7688 | 42.7126 | 25 | 39.9798 | 39.1958 | 25 | -597913.3621 | -628899.4027 | -550907.8416 | -2416173.5895 | -2491746.948 | -2301529.5438 | 0 | 0 | 0 | -4361153.7589 | -4497562.4333 | -4154223.1339 | -5098241.2771 | -5257704.6607 | -4856336.884 | 8% | #REF! | #REF! | #REF! | 60695.5846 | 67089.2519 | 6393.6672 | 67.4139 | #REF! | #REF! | #REF! | #REF! | #REF! | #REF! | #REF! | #REF! | #REF! | #REF! | #REF! | #REF! | #REF! | #REF! | #REF! | #REF! | #REF! | #REF!
2027 | 547481.269 | 561801.2001 | 513021.7484 | 78156 | 63% | 344913.1995 | 353934.756 | 323203.7015 | 124412.0695 | 129710.444 | 111662.0469 | 202568.0695 | 207866.444 | 189818.0469 | 44.8874 | 44.0073 | 4.2286 | 44.3463 | 43.4768 | 11.5928 |  | 44.6499 | 25 | 90.6665 | 43.487 | 25 | 40.7046 | 39.9064 | 25 | -635593.2308 | -662661.4322 | -570456.238 | -2524481.1826 | -2590511.563 | -2365585.4974 | 0 | 0 | 0 | -4492854.5549 | -4610369.7487 | -4210065.6761 | -5225877.1672 | -5362565.3151 | -4896950.44 | 8.667% | #REF! | #REF! | #REF! | 78211.6 | 85521.1179 | 7309.5179 | 68.7622 | #REF! | #REF! | #REF! | #REF! | #REF! | #REF! | #REF! | #REF! | #REF! | #REF! | #REF! | #REF! | #REF! | #REF! | #REF! | #REF! | #REF! | #REF!
2028 | 562334.2564 | 574238.0943 | 518347.8876 | 85644 | 67% | 376763.9518 | 384739.5231 | 347293.0847 | 99926.3046 | 103854.5711 | 85410.8029 | 185570.3046 | 189498.5711 | 171054.8029 | 46.2628 | 45.3556 | 4.3132 | 45.7051 | 44.8089 | 11.8247 | 77 | 46.018 | 25 | 91.5732 | 44.8195 | 25 | 41.9518 | 41.1292 | 25 | -521646.7801 | -542153.5683 | -445871.2897 | -2360618.3433 | -2410589.366 | -2175968.3277 | -1110081.6156 | -1133580.5068 | -1023249.8801 | -4036841.2649 | -4122295.6065 | -3721075.3535 | -4791904.6998 | -4893342.6892 | -4417076.9433 | 9.333% | #REF! | #REF! | #REF! | 105705.1375 | 115520.7605 | 9815.6229 | 70.1374 | #REF! | #REF! | #REF! | #REF! | #REF! | #REF! | #REF! | #REF! | #REF! | #REF! | #REF! | #REF! | #REF! | #REF! | #REF! | #REF! | #REF! | #REF!
2029 | 579139.8581 | 588925.4229 | 525077.8 | 78390 | 67% | 388023.7049 | 394580.0334 | 351802.126 | 112726.1532 | 115955.3896 | 94885.674 | 191116.1532 | 194345.3896 | 173275.674 | 48.0035 | 47.0623 | 4.3995 | 47.4249 | 46.495 | 12.0612 | 77 | 47.7496 | 25 | 92.4889 | 46.5059 | 25 | 43.5303 | 42.6768 | 25 | -602037.9028 | -619284.3239 | -506757.0442 | -2482808.9988 | -2524760.3306 | -2251041.5552 | -812326.393 | -826052.0457 | -736496.6326 | -4010183.7662 | -4077942.7238 | -3635837.5961 | -4941028.3052 | -5024515.4836 | -4479788.8383 | 10% | #REF! | #REF! | #REF! | 147170.6114 | 161326.6076 | 14155.9963 | 71.5401 | #REF! | #REF! | #REF! | #REF! | #REF! | #REF! | #REF! | #REF! | #REF! | #REF! | #REF! | #REF! | #REF! | #REF! | #REF! | #REF! | #REF! | #REF!
2030 | 597537.2089 | 604371.2687 | 533253.6763 | 78156 | 100% | 597537.2089 | 604371.2687 | 533253.6763 | -78156 | -78156 | -78156 | 0 | 0 | 0 | 50.1013 | 49.1189 | 4.4875 | 49.4974 | 48.5269 | 12.3024 | 77 | 49.8362 | 25 | 93.4138 | 48.5383 | 25 | 45.4326 | 44.5418 | 25 | 427500.3532 | 427500.3532 | 427500.3532 | 0 | 0 | 0 | 0 | 0 | 0 | 0 | 0 | 0 | 0 | 0 | 0 | 10.67% | #REF! | #REF! | #REF! | 206789.8738 | 228115.9082 | 21326.0344 | 72.9709 | #REF! | #REF! | #REF! | #REF! | #REF! | #REF! | #REF! | #REF! | #REF! | #REF! | #REF! | #REF! | #REF! | #REF! | #REF! | #REF! | #REF! | #REF!
2031 | 616126.8804 | 620873.4734 | 542625.6426 | 85410 | 100% | 616126.8804 | 620873.4734 | 542625.6426 | -85410 | -85410 | -85410 | 0 | 0 | 0 | 51.4809 | 50.4714 | 4.5772 | 50.8603 | 49.8631 | 12.5485 | 77 | 51.2085 | 25 | 94.3479 | 49.8748 | 25 | 46.6836 | 45.7683 | 25 | 477154.3636 | 477154.3636 | 477154.3636 | 0 | 0 | 0 | 0 | 0 | 0 | 0 | 0 | 0 | 0 | 0 | 0 | 11.33% | #REF! | #REF! | #REF! | 274036.2801 | 304805.9671 | 30769.687 | 74.4304 | #REF! | #REF! | #REF! | #REF! | #REF! | #REF! | #REF! | #REF! | #REF! | #REF! | #REF! | #REF! | #REF! | #REF! | #REF! | #REF! | #REF! | #REF!
2032 | 634675.0264 | 638688.2467 | 553259.1544 | 78624 | 100% | 634675.0264 | 638688.2467 | 553259.1544 | -78624 | -78624 | -78624 | 0 | 0 | 0 | 53.0942 | 52.0532 | 4.6687 | 52.4542 | 51.4257 | 12.7994 | 77 | 52.8133 | 25 | 95.2914 | 51.4378 | 25 | 48.1466 | 47.2026 | 25 | 448928.2506 | 448928.2506 | 448928.2506 | 0 | 0 | 0 | 0 | 0 | 0 | 0 | 0 | 0 | 0 | 0 | 0 | 12% | #REF! | #REF! | #REF! | 279943.1419 | 315044.4473 | 35101.3055 | 75.919 | #REF! | #REF! | #REF! | #REF! | #REF! | #REF! | #REF! | #REF! | #REF! | #REF! | #REF! | #REF! | #REF! | #REF! | #REF! | #REF! | #REF! | #REF!
2033 | 652630.1862 | 657164.2833 | 565231.5206 | 78156 | 100% | 652630.1862 | 657164.2833 | 565231.5206 | -78156 | -78156 | -78156 | 0 | 0 | 0 | 54.7939 | 53.7195 | 4.7621 | 54.1335 | 53.072 | 13.0554 | 77 | 54.504 | 25 | 96.2443 | 53.0845 | 25 | 49.688 | 48.7137 | 25 | 456158.6226 | 456158.6226 | 456158.6226 | 0 | 0 | 0 | 0 | 0 | 0 | 0 | 0 | 0 | 0 | 0 | 0 | 12% | #REF! | #REF! | #REF! | 273875.817 | 312587.6504 | 38711.8334 | 77.4374 | #REF! | #REF! | #REF! | #REF! | #REF! | #REF! | #REF! | #REF! | #REF! | #REF! | #REF! | #REF! | #REF! | #REF! | #REF! | #REF! | #REF! | #REF!
2034 | 669823.9862 | 676250.9656 | 578445.0024 | 85410 | 100% | 669823.9862 | 676250.9656 | 578445.0024 | -85410 | -85410 | -85410 | 0 | 0 | 0 | 56.6074 | 55.4974 | 4.8574 | 55.925 | 54.8285 | 13.3165 | 77 | 56.3079 | 25 | 97.2067 | 54.8413 | 25 | 51.3324 | 50.3259 | 25 | 509668.3383 | 509668.3383 | 509668.3383 | 0 | 0 | 0 | 0 | 0 | 0 | 0 | 0 | 0 | 0 | 0 | 0 | 12% | #REF! | #REF! | #REF! | 266729.1905 | 308799.4184 | 42070.2279 | 78.9861 | #REF! | #REF! | #REF! | #REF! | #REF! | #REF! | #REF! | #REF! | #REF! | #REF! | #REF! | #REF! | #REF! | #REF! | #REF! | #REF! | #REF! | #REF!
2035 | 684634.9183 | 695043.4194 | 592612.4499 | 0 | 100% | 684634.9183 | 695043.4194 | 592612.4499 | 0 | 0 | 0 | 0 | 0 | 0 | 56.6074 | 55.4974 | 4.9545 | 55.925 | 54.8285 | 13.5829 | 77 | 56.3079 | 25 | 98.1788 | 54.8413 | 25 | 51.3324 | 50.3259 | 25 | 0 | 0 | 0 | 0 | 0 | 0 | 0 | 0 | 0 | 0 | 0 | 0 | 0 | 0 | 0 | 12% | #REF! | #REF! | #REF! | 245103.905 | 288313.2598 | 43209.3548 | 80.5658 | #REF! | #REF! | #REF! | #REF! | #REF! | #REF! | #REF! | #REF! | #REF! | #REF! | #REF! | #REF! | #REF! | #REF! | #REF! | #REF! | #REF! | #REF!
2036 | 696152.5799 | 713975.4383 | 606943.0265 | 0 | 100% | 696152.5799 | 713975.4383 | 606943.0265 | 0 | 0 | 0 | 0 | 0 | 0 | 58.3056 | 57.1623 | 5.0536 | 57.6028 | 56.4733 | 13.8545 | 77 | 57.9971 | 25 | 99.1606 | 56.4866 | 25 | 52.8724 | 51.8357 | 25 | 0 | 0 | 0 | 0 | 0 | 0 | 0 | 0 | 0 | 0 | 0 | 0 | 0 | 0 | 0 | 12% | #REF! | #REF! | #REF! | 218544.1809 | 257151.9162 | 38607.7353 | 82.1771 | #REF! | #REF! | #REF! | #REF! | #REF! | #REF! | #REF! | #REF! | #REF! | #REF! | #REF! | #REF! | #REF! | #REF! | #REF! | #REF! | #REF! | #REF!
2037 | 704881.0983 | 733141.3011 | 620684.503 | 0 | 100% | 704881.0983 | 733141.3011 | 620684.503 | 0 | 0 | 0 | 0 | 0 | 0 | 60.0548 | 58.8772 | 5.1547 | 59.3309 | 58.1675 | 14.1316 | 77 | 59.737 | 25 | 100.1522 | 58.1812 | 25 | 54.4586 | 53.3907 | 25 | 0 | 0 | 0 | 0 | 0 | 0 | 0 | 0 | 0 | 0 | 0 | 0 | 0 | 0 | 0 | 12% | #REF! | #REF! | #REF! | 178270.8264 | 209864.4633 | 31593.6369 | 83.8207 | #REF! | #REF! | #REF! | #REF! | #REF! | #REF! | #REF! | #REF! | #REF! | #REF! | #REF! | #REF! | #REF! | #REF! | #REF! | #REF! | #REF! | #REF!
2038 | 711330.6753 | 751528.1971 | 633249.9356 | 0 | 100% | 711330.6753 | 751528.1971 | 633249.9356 | 0 | 0 | 0 | 0 | 0 | 0 | 61.8564 | 60.6435 | 5.2578 | 61.1108 | 59.9126 | 14.4142 | 77 | 61.5291 | 25 | 101.1537 | 59.9266 | 25 | 56.0923 | 54.9925 | 25 | 0 | 0 | 0 | 0 | 0 | 0 | 0 | 0 | 0 | 0 | 0 | 0 | 0 | 0 | 0 | 12% | #REF! | #REF! | #REF! | 119174.3653 | 140627.6598 | 21453.2946 | 85.4971 | #REF! | #REF! | #REF! | #REF! | #REF! | #REF! | #REF! | #REF! | #REF! | #REF! | #REF! | #REF! | #REF! | #REF! | #REF! | #REF! | #REF! | #REF!
2039 | 716120.866 | 768552.2886 | 644213.491 | 0 | 100% | 716120.866 | 768552.2886 | 644213.491 | 0 | 0 | 0 | 0 | 0 | 0 | 63.7121 | 62.4628 | 5.3629 | 62.9441 | 61.7099 | 14.7025 | 77 | 63.375 | 25 | 102.1653 | 61.7244 | 25 | 57.7751 | 56.6422 | 25 | 0 | 0 | 0 | 0 | 0 | 0 | 0 | 0 | 0 | 0 | 0 | 0 | 0 | 0 | 0 | 12% | #REF! | #REF! | #REF! | 119174.3653 | 140627.6598 | 21453.2946 | 87.207 | #REF! | #REF! | #REF! | #REF! | #REF! | #REF! | #REF! | #REF! | #REF! | #REF! | #REF! | #REF! | #REF! | #REF! | #REF! | #REF! | #REF! | #REF!
2040 | 719620.6369 | 782587.6507 | 653337.7248 | 0 | 100% | 719620.6369 | 782587.6507 | 653337.7248 | 0 | 0 | 0 | 0 | 0 | 0 | 65.6235 | 64.3367 | 5.4702 | 64.8325 | 63.5612 | 14.9966 | 77 | 65.2763 | 25 | 103.1869 | 63.5761 | 25 | 59.5083 | 58.3415 | 25 | 0 | 0 | 0 | 0 | 0 | 0 | 0 | 0 | 0 | 0 | 0 | 0 | 0 | 0 | 0 | 12% | #REF! | #REF! | #REF! | 119174.3653 | 140627.6598 | 21453.2946 | 88.9512 | #REF! | #REF! | #REF! | #REF! | #REF! | #REF! | #REF! | #REF! | #REF! | #REF! | #REF! | #REF! | #REF! | #REF! | #REF! | #REF! | #REF! | #REF!
2041 | 722223.803 | 793532.279 | 660621.0658 | 0 | 100% | 722223.803 | 793532.279 | 660621.0658 | 0 | 0 | 0 | 0 | 0 | 0 | 67.5922 | 66.2668 | 5.5796 | 66.7774 | 65.4681 | 15.2965 | 77 | 67.2346 | 25 | 104.2188 | 65.4834 | 25 | 61.2936 | 60.0918 | 25 | 0 | 0 | 0 | 0 | 0 | 0 | 0 | 0 | 0 | 0 | 0 | 0 | 0 | 0 | 0 | 12% | #REF! | #REF! | #REF! | 119174.3653 | 140627.6598 | 21453.2946 | 90.7302 | #REF! | #REF! | #REF! | #REF! | #REF! | #REF! | #REF! | #REF! | #REF! | #REF! | #REF! | #REF! | #REF! | #REF! | #REF! | #REF! | #REF! | #REF!
2042 | 723086.7451 | 803176.8828 | 666546.8084 | 0 | 100% | 723086.7451 | 803176.8828 | 666546.8084 | 0 | 0 | 0 | 0 | 0 | 0 | 69.6199 | 68.2548 | 5.6912 | 68.7807 | 67.4321 | 15.6024 | 77 | 69.2516 | 25 | 105.261 | 67.4479 | 25 | 63.1324 | 61.8945 | 25 | 0 | 0 | 0 | 0 | 0 | 0 | 0 | 0 | 0 | 0 | 0 | 0 | 0 | 0 | 0 | 12% | #REF! | #REF! | #REF! | 119174.3653 | 140627.6598 | 21453.2946 | 92.5448 | #REF! | #REF! | #REF! | #REF! | #REF! | #REF! | #REF! | #REF! | #REF! | #REF! | #REF! | #REF! | #REF! | #REF! | #REF! | #REF! | #REF! | #REF!
NPV | [15 empty] | 1.0738 | [13 empty] | -265431.6027 | -180818.2147 | -486327.5588 | 9041426.5337 | 9247666.8785 | 8503220.9969 | 1478994.4511 | 1507707.2934 | 1354114.9304 | 15793791.4532 | 16156044.4149 | 14867664.0067 | 18741321.7129 | 19169599.3939 | 17638222.4673
Discount Rate |  | 4.96% | [13 empty] | 0.93281 | [7 empty] | Increase | Value of 1% in Rates
Average Annual Rate increase | [15 empty] | 1.0105 |  |  |  | 2018 |  |  |  |  | 750000 |  |  |  |  | -0.02666% | -0.02056% | -0.04284% | 0.6532% | 0.668% | 0.6137% | 0.1339% | 0.1365% | 0.1225% | 1.14% | 1.166% | 1.072% | 1.353% | 1.383% | 1.272%
[15 empty] | 2023 | 1.1381 |  |  |  | 2019 |  |  |  | 2% | 765000 |  |  |  |  | 0% | 0% | 0% | 0% | 0% | 0% |  |  |  | 0% | 0% | 0% | 0% | 0% | 0%
[15 empty] | 2024 | 0.88264 |  |  |  | 2020 |  |  |  | 2% | 780300 |  |  |  |  | 0% | 0% | 0% | 0% | 0% | 0% |  |  |  | 0% | 0% | 0% | 0% | 0% | 0%
[15 empty] | 2025 | 0.98625 |  |  |  | 2021 |  |  |  | 2% | 795906 |  |  |  |  | 0% | 0% | 0% | 0% | 0% | 0% |  |  |  | 0% | 0% | 0% | 0% | 0% | 0%
[15 empty] | 2026 | 1.0113 |  |  |  | 2022 |  |  |  |  | 777893.29 |  |  |  |  | -0.5153% | -0.5153% | -0.5153% | 0% | 0% | 0% |  |  |  | 0% | 0% | 0% | 0% | 0% | 0%
[15 empty] | 2027 | 1.0181 |  |  |  | 2023 |  |  |  | 4.4% | 812120.5948 |  |  |  |  | -0.4719% | -0.4719% | -0.4719% | 0% | 0% | 0% |  |  |  | 0% | 0% | 0% | 0% | 0% | 0%
[15 empty] | 2028 | 1.0306 |  |  |  | 2024 |  |  |  | 5.7% | 858411.4687 |  |  |  |  | -0.443% | -0.443% | -0.443% | 0% | 0% | 0% | 0% | 0% | 0% | 0% | 0% | 0% | 0% | 0% | 0%
[15 empty] | 2029 | 1.0376 |  |  |  | 2025 |  |  |  | 2.5% | 879871.7554 |  |  |  |  | 0.5917% | 0.6106% | 0.5688% | 2.605% | 2.652% | 2.55% | 0% | 0% | 0% | 4.705% | 4.788% | 4.604% | 5.602% | 5.701% | 5.482%
[15 empty] | 2030 | 1.0437 |  |  |  | 2026 |  |  |  | 2.5% | 901868.5493 |  |  |  |  | 0.663% | 0.6973% | 0.6109% | 2.679% | 2.763% | 2.552% | 0% | 0% | 0% | 4.836% | 4.987% | 4.606% | 5.653% | 5.83% | 5.385%
[15 empty] | 2031 | 1.0275 |  |  |  | 2027 |  |  |  | 2.5% | 924415.263 |  |  |  |  | 0.6876% | 0.7168% | 0.6171% | 2.731% | 2.802% | 2.559% | 0% | 0% | 0% | 4.86% | 4.987% | 4.554% | 5.653% | 5.801% | 5.297%
[15 empty] | 2032 | 1.0313 |  |  |  | 2028 |  |  |  | 2.5% | 947525.6446 |  |  |  |  | 0.5505% | 0.5722% | 0.4706% | 2.491% | 2.544% | 2.296% | 1.172% | 1.196% | 1.08% | 4.26% | 4.351% | 3.927% | 5.057% | 5.164% | 4.662%
[15 empty] | 2033 | 1.032 |  |  |  | 2029 |  |  |  | 2.5% | 971213.7857 |  |  |  |  | 0.6199% | 0.6376% | 0.5218% | 2.556% | 2.6% | 2.318% | 0.8364% | 0.8505% | 0.7583% | 4.129% | 4.199% | 3.744% | 5.087% | 5.173% | 4.613%
[15 empty] | 2034 | 1.0331 |  |  |  | 2030 |  |  |  | 2.5% | 995494.1303 |  |  |  |  | -0.4294% | -0.4294% | -0.4294% | 0% | 0% | 0% | 0% | 0% | 0% | 0% | 0% | 0% | 0% | 0% | 0%
[15 empty] | 2035 | 1 |  |  |  | 2031 |  |  |  | 2.5% | 1020381.4836 |  |  |  |  | -0.4676% | -0.4676% | -0.4676% | 0% | 0% | 0% | 0% | 0% | 0% | 0% | 0% | 0% | 0% | 0% | 0%
[15 empty] | 2036 | 1.03 |  |  |  | 2032 |  |  |  | 2.5% | 1045891.0207 |  |  |  |  | -0.4292% | -0.4292% | -0.4292% | 0% | 0% | 0% | 0% | 0% | 0% | 0% | 0% | 0% | 0% | 0% | 0%
[15 empty] | 2037 | 1.03 |  |  |  | 2033 |  |  |  | 2.5% | 1072038.2962 |  |  |  |  | -0.4255% | -0.4255% | -0.4255% | 0% | 0% | 0% | 0% | 0% | 0% | 0% | 0% | 0% | 0% | 0% | 0%
[15 empty] | 2038 | 1.03 |  |  |  | 2034 |  |  |  | 2.5% | 1098839.2536 |  |  |  |  | -0.4638% | -0.4638% | -0.4638% | 0% | 0% | 0% | 0% | 0% | 0% | 0% | 0% | 0% | 0% | 0% | 0%
[15 empty] | 2039 | 1.03 |  |  |  | 2035 |  |  |  | 2.5% | 1126310.2349 |  |  |  |  | 0% | 0% | 0% | 0% | 0% | 0% | 0% | 0% | 0% | 0% | 0% | 0% | 0% | 0% | 0%
[15 empty] | 2040 | 1.03 |  |  |  | 2036 |  |  |  | 2.5% | 1154467.9908 |  |  |  |  | 0% | 0% | 0% | 0% | 0% | 0% | 0% | 0% | 0% | 0% | 0% | 0% | 0% | 0% | 0%
[15 empty] | 2041 | 1.03 |  |  |  | 2037 |  |  |  | 2.5% | 1183329.6906 |  |  |  |  | 0% | 0% | 0% | 0% | 0% | 0% | 0% | 0% | 0% | 0% | 0% | 0% | 0% | 0% | 0%
[15 empty] | 2042 | 1.03 |  |  |  | 2038 |  |  |  | 2.5% | 1212912.9328 |  |  |  |  | 0% | 0% | 0% | 0% | 0% | 0% | 0% | 0% | 0% | 0% | 0% | 0% | 0% | 0% | 0%
Note on Q4: Williams, Tucker: Premium above RT LMP needed? Premium defined above.
Note on R4: Williams, Tucker: Price that VEC will get compensated at in the ISO-NE market for energy settled at Seabrook Node
Note on T4: Williams, Tucker: Premium above RT LMP needed? Premium defined above.
Note on U4: Williams, Tucker: Price that VEC will get compensated at in the ISO-NE market for the Hydro Energy purchased at Vernon.
Note on V4: Williams, Tucker: Price of Low Value VT Tier RECs purchased to replace the High Value RECs that are sold.
Note on W4: Williams, Tucker: Energy + REC Price starting in 2024, inflated at annual rate defined in cell T3
Note on X4: Williams, Tucker: Price that VEC will get compensated at in the ISO-NE market for the offshore wind energy purchased.
Note on Y4: Williams, Tucker: Market value of high value RECs from Offshore Wind that VEC would sell and replace with low value Tier I RECs
Note on AA4: Kieny, Craig: LMP Value of VT Load Zone.
Note on AY4: Williams, Tucker: Output from "VEC Tier III Forecast - 2019-03-19" file with currently budgeted carbon free percentages.
Note on AZ4: Williams, Tucker: Output from "VEC Tier III Forecast - 2019-03-19" file with100% Carbon Free percentages each year.
Note on BB4: Kieny, Craig: This should be our average cost to deliver Tier III Measures .
Note on R10: Potter, Daniel: ATC DA LMP Average for 3/1/2020-2/28/2022 for Seabrook UN
Note on S10: Potter, Daniel: See Amerex Broker sheet from 3/24/2022 for MA CES-E attributes.
Note on U10: Potter, Daniel: ATC DA LMP Average for 3/1/2020-2/28/2022 for Vernon UN
Note on V10: Potter, Daniel: See Amerex Broker sheet from 3/24/2022 for ME Existing attributes.
Note on X10: Potter, Daniel: ATC DA LMP Average for 3/1/2020-2/28/2022 for Sykes Rd FLRV Node (one of the assumed interconnection points for Mayflower Wind)
Note on Y10: Potter, Daniel: Estimate based on SEA REMO presentation from October 2021.
Note on AA10: Potter, Daniel: ATC DA LMP Average for 3/1/2020-2/28/2022 for Vermont Load Zone
Note on AD10: Potter, Daniel: ATC DA LMP Average for 3/1/2020-2/28/2022 for Sheffield Node
Note on Y11: Potter, Daniel: Estimate based on SEA REMO presentation from October 2021.
Note on Y12: Potter, Daniel: Estimate based on SEA REMO presentation from October 2021.
Note on R36: Potter, Daniel: Ratio of natural gas prices from year to year from Power Cost Projections Spreadsheet.

## Emissions Data
NEPOOL GIS
Q4 2023 - Q3 2024
| Carbon Dioxide | Carbon Monoxide | Mercury | Nitrogen Oxides | Particulates | Particulates (<10 microns) | Sulphur Dioxides | Organic Compounds
NEPOOL System Mix | 719.1248 | 0.58445 | 6e-05 | 0.56405 | 0.29802 | 0.26219 | 0.20763 | 0.03383
NEPOOL Unsettled Aggregate | 753.0833 | 1.3002 | 1e-05 | 0.66978 | 0.32369 | 0.25875 | 0.51352 | 0.04337
NEPOOL Residual Mix | 890.1081 | 0.78183 | 0.00035 | 0.68685 | 0.31977 | 0.27701 | 0.30229 | 0.05092
Note on B7: Kieny, Craig: See "NEPOOL_System_Mix.xls" in "IRP-2022/Emissions Data" directory.
Note on B8: Kieny, Craig: See "NEPOOL_FuelTypeStatistics - Q4 2020 - Q1 2021.xls" in "IRP-2022/Emissions Data" directory.
Note on B9: Kieny, Craig: See "NEPOOL_Residual_Mix.xls" in "IRP-2022/Emissions Data" directory.

## Annual Emissions
Mmbtu/MWh | 3.41
Emission $ Escalation Rate | 2%
Discount Rate | 4.96% | [31 empty] | 1 | 5 | 10 | 50 | 100
|  |  | Total Load | RES Requirement | Nuclear MWh | MWh with Emissions | % of VEC Portfolio MWh with Emissions | Carbon Dioxide LBS/MWh | Carbon Monoxide LBs/MWh | Mercury LBs/MWh | Nitrogen Oxides LBs/Mwh | Particulates LBS/MWh | Particulates (<10 microns) LBs/MWh | Sulphur Dioxides LBs/MWh | Organic Compounds LBs/MWh | Carbon Dioxide Short Tons | Carbon Monoxide Short Tons | Mercury Short Tons | Nitrogen Oxides Short Tons | Particulates short Tons | Particulates (<10 microns) Short Tons | Sulphur Dioxides Short Tons | Organic Compounds Short Tons | Carbon Dioxide Lbs/MWh | Carbon Monoxide Lbs/MWh | Mercury Lbs/MWh | Nitrogen Oxides Lbs/MWh | Particulates Lbs/MWh | Particulates (<10 microns) Lbs/MWh | Sulphur Dioxides Lbs/MWh | Organic Compounds Lbs/MWh | Total Short Tons | Emissions $ per $1.00/Ton | Emission $ assuming $5.00/ton in 2019 | Emission $ assuming $10.00/ton in 2019 | Emission $ assuming $50.00/ton in 2019 | Emission $ assuming $100.00/ton in 2019
|  | 2019 | 0 | 0 | 85410 | -85410 | #DIV/0! | 890.1081 | 0.78183 | 0.00035 | 0.68685 | 0.31977 | 0.27701 | 0.30229 | 0.05092 | -38012.0647 | -33.3881 | -0.014947 | -29.3319 | -13.6558 | -11.8297 | -12.9093 | -2.1745 | #DIV/0! | #DIV/0! | #DIV/0! | #DIV/0! | #DIV/0! | #DIV/0! | #DIV/0! | #DIV/0! | -38115.369 | -38012.0647 | -190060.3235 | -380120.647 | -1900603.2351 | -3801206.4702
|  | 2020 | 0 | 0 | 78624 | -78624 | #DIV/0! | 890.1081 | 0.78183 | 0.00035 | 0.68685 | 0.31977 | 0.27701 | 0.30229 | 0.05092 | -34991.9281 | -30.7353 | -0.013759 | -27.0014 | -12.5708 | -10.8898 | -11.8836 | -2.0018 | #DIV/0! | #DIV/0! | #DIV/0! | #DIV/0! | #DIV/0! | #DIV/0! | #DIV/0! | #DIV/0! | -35087.0246 | -35691.7666 | -178458.8331 | -356917.6662 | -1784588.3308 | -3569176.6616
|  | 2021 | 0 | 0 | 78156 | -78156 | #DIV/0! | 890.1081 | 0.78183 | 0.00035 | 0.68685 | 0.31977 | 0.27701 | 0.30229 | 0.05092 | -34783.6428 | -30.5524 | -0.013677 | -26.8407 | -12.496 | -10.825 | -11.8129 | -1.9899 | #DIV/0! | #DIV/0! | #DIV/0! | #DIV/0! | #DIV/0! | #DIV/0! | #DIV/0! | #DIV/0! | -34878.1732 | -36188.9019 | -180944.5097 | -361889.0194 | -1809445.0968 | -3618890.1937
|  | 2022 | 0 | 0 | 85410 | -85410 | #DIV/0! | 890.1081 | 0.78183 | 0.00035 | 0.68685 | 0.31977 | 0.27701 | 0.30229 | 0.05092 | -38012.0647 | -33.3881 | -0.014947 | -29.3319 | -13.6558 | -11.8297 | -12.9093 | -2.1745 | #DIV/0! | #DIV/0! | #DIV/0! | #DIV/0! | #DIV/0! | #DIV/0! | #DIV/0! | #DIV/0! | -38115.369 | -40338.7072 | -201693.5358 | -403387.0716 | -2016935.3579 | -4033870.7159
|  | 2023 | 0 | 0 | 78390 | -78390 | #DIV/0! | 890.1081 | 0.78183 | 0.00035 | 0.68685 | 0.31977 | 0.27701 | 0.30229 | 0.05092 | -34887.7854 | -30.6438 | -0.013718 | -26.9211 | -12.5334 | -10.8574 | -11.8483 | -1.9958 | #DIV/0! | #DIV/0! | #DIV/0! | #DIV/0! | #DIV/0! | #DIV/0! | #DIV/0! | #DIV/0! | -34982.5989 | -37763.6609 | -174438.9271 | -348877.8541 | -1744389.2706 | -3488778.5412
|  | 2024 | 0 | 0 | 78390 | -78390 | #DIV/0! | 890.1081 | 0.78183 | 0.00035 | 0.68685 | 0.31977 | 0.27701 | 0.30229 | 0.05092 | -34887.7854 | -30.6438 | -0.013718 | -26.9211 | -12.5334 | -10.8574 | -11.8483 | -1.9958 | #DIV/0! | #DIV/0! | #DIV/0! | #DIV/0! | #DIV/0! | #DIV/0! | #DIV/0! | #DIV/0! | -34982.5989 | -38518.9341 | -177927.7056 | -355855.4112 | -1779277.056 | -3558554.112
|  | 2025 | 526009.6812 | 331386.0992 | 85410 | 109213.582 | 20.76% | 890.1081 | 0.78183 | 0.00035 | 0.68685 | 0.31977 | 0.27701 | 0.30229 | 0.05092 | 48605.9448 | 42.6932 | 0.019112 | 37.5067 | 17.4616 | 15.1266 | 16.5071 | 2.7806 | 184.8101 | 0.16233 | 7.2669e-05 | 0.14261 | 0.066393 | 0.057515 | 0.062763 | 0.010572 | 48738.0397 | 54738.1884 | 252848.1249 | 505696.2499 | 2528481.2495 | 5056962.4989
|  | 2026 | 551119.2405 | 347205.1215 | 78390 | 125524.119 | 22.78% | 890.1081 | 0.78183 | 0.00035 | 0.68685 | 0.31977 | 0.27701 | 0.30229 | 0.05092 | 55865.015 | 49.0693 | 0.021967 | 43.1081 | 20.0694 | 17.3857 | 18.9723 | 3.1958 | 202.733 | 0.17807 | 7.9717e-05 | 0.15644 | 0.072832 | 0.063092 | 0.06885 | 0.011598 | 56016.8377 | 64171.3421 | 296422.0043 | 592844.0085 | 2964220.0426 | 5928440.0853
|  | 2027 | 561801.2001 | 353934.756 | 78156 | 129710.444 | 23.09% | 890.1081 | 0.78183 | 0.00035 | 0.68685 | 0.31977 | 0.27701 | 0.30229 | 0.05092 | 57728.1558 | 50.7058 | 0.022699 | 44.5458 | 20.7388 | 17.9655 | 19.6051 | 3.3024 | 205.511 | 0.18051 | 8.0809e-05 | 0.15858 | 0.07383 | 0.063957 | 0.069794 | 0.011757 | 57885.0419 | 67637.7353 | 312434.0621 | 624868.1243 | 3124340.6213 | 6248681.2425
|  | 2028 | 574238.0943 | 384739.5231 | 85644 | 103854.5711 | 18.09% | 890.1081 | 0.78183 | 0.00035 | 0.68685 | 0.31977 | 0.27701 | 0.30229 | 0.05092 | 46220.8954 | 40.5983 | 0.018175 | 35.6663 | 16.6048 | 14.3844 | 15.6971 | 2.6441 | 160.9816 | 0.1414 | 6.33e-05 | 0.12422 | 0.057832 | 0.050099 | 0.054671 | 0.0092092 | 46346.5085 | 55238.2486 | 255158.0166 | 510316.0332 | 2551580.1661 | 5103160.3322
|  | 2029 | 588925.4229 | 394580.0334 | 78390 | 115955.3896 | 19.69% | 890.1081 | 0.78183 | 0.00035 | 0.68685 | 0.31977 | 0.27701 | 0.30229 | 0.05092 | 51606.4134 | 45.3287 | 0.020292 | 39.822 | 18.5395 | 16.0604 | 17.5261 | 2.9522 | 175.2562 | 0.15394 | 6.8913e-05 | 0.13524 | 0.062961 | 0.054541 | 0.059519 | 0.010026 | 51746.6626 | 62907.93 | 290586.017 | 581172.0339 | 2905860.1697 | 5811720.3393
|  | 2030 | 604371.2687 | 604371.2687 | 78156 | -78156 | -12.93% | 890.1081 | 0.78183 | 0.00035 | 0.68685 | 0.31977 | 0.27701 | 0.30229 | 0.05092 | -34783.6428 | -30.5524 | -0.013677 | -26.8407 | -12.496 | -10.825 | -11.8129 | -1.9899 | -115.1069 | -0.1011 | -4.5261e-05 | -0.088822 | -0.041352 | -0.035822 | -0.039091 | -0.0065849 | -34878.1732 | -43249.0878 | -199777.3596 | -399554.7192 | -1997773.5959 | -3995547.1917
|  | 2031 | 620873.4734 | 620873.4734 | 85410 | -85410 | -13.76% | 890.1081 | 0.78183 | 0.00035 | 0.68685 | 0.31977 | 0.27701 | 0.30229 | 0.05092 | -38012.0647 | -33.3881 | -0.014947 | -29.3319 | -13.6558 | -11.8297 | -12.9093 | -2.1745 | -122.4471 | -0.10755 | -4.8147e-05 | -0.094486 | -0.043989 | -0.038107 | -0.041584 | -0.0070048 | -38115.369 | -48208.4892 | -222685.961 | -445371.922 | -2226859.61 | -4453719.22
|  | 2032 | 638688.2467 | 638688.2467 | 78624 | -78624 | -12.31% | 890.1081 | 0.78183 | 0.00035 | 0.68685 | 0.31977 | 0.27701 | 0.30229 | 0.05092 | -34991.9281 | -30.7353 | -0.013759 | -27.0014 | -12.5708 | -10.8898 | -11.8836 | -2.0018 | -109.5744 | -0.096245 | -4.3086e-05 | -0.084553 | -0.039364 | -0.034101 | -0.037213 | -0.0062684 | -35087.0246 | -45265.7901 | -209092.9659 | -418185.9318 | -2090929.659 | -4181859.318
|  | 2033 | 657164.2833 | 657164.2833 | 78156 | -78156 | -11.89% | 890.1081 | 0.78183 | 0.00035 | 0.68685 | 0.31977 | 0.27701 | 0.30229 | 0.05092 | -34783.6428 | -30.5524 | -0.013677 | -26.8407 | -12.496 | -10.825 | -11.8129 | -1.9899 | -105.8598 | -0.092982 | -4.1625e-05 | -0.081686 | -0.03803 | -0.032945 | -0.035951 | -0.0060559 | -34878.1732 | -45896.2779 | -212005.3322 | -424010.6644 | -2120053.3221 | -4240106.6442
|  | 2034 | 676250.9656 | 676250.9656 | 85410 | -85410 | -12.63% | 890.1081 | 0.78183 | 0.00035 | 0.68685 | 0.31977 | 0.27701 | 0.30229 | 0.05092 | -38012.0647 | -33.3881 | -0.014947 | -29.3319 | -13.6558 | -11.8297 | -12.9093 | -2.1745 | -112.42 | -0.098745 | -4.4205e-05 | -0.086749 | -0.040387 | -0.034986 | -0.038179 | -0.0064312 | -38115.369 | -51159.2344 | -236316.1233 | -472632.2466 | -2363161.233 | -4726322.466
|  | 2035 | 695043.4194 | 695043.4194 | 0 | 0 | 0% | 890.1081 | 0.78183 | 0.00035 | 0.68685 | 0.31977 | 0.27701 | 0.30229 | 0.05092 | 0 | 0 | 0 | 0 | 0 | 0 | 0 | 0 | 0 | 0 | 0 | 0 | 0 | 0 | 0 | 0 | 0 | 0 | 0 | 0 | 0 | 0
|  | 2036 | 713975.4383 | 713975.4383 | 0 | 0 | 0% | 890.1081 | 0.78183 | 0.00035 | 0.68685 | 0.31977 | 0.27701 | 0.30229 | 0.05092 | 0 | 0 | 0 | 0 | 0 | 0 | 0 | 0 | 0 | 0 | 0 | 0 | 0 | 0 | 0 | 0 | 0 | 0 | 0 | 0 | 0 | 0
|  | 2037 | 733141.3011 | 733141.3011 | 0 | 0 | 0% | 890.1081 | 0.78183 | 0.00035 | 0.68685 | 0.31977 | 0.27701 | 0.30229 | 0.05092 | 0 | 0 | 0 | 0 | 0 | 0 | 0 | 0 | 0 | 0 | 0 | 0 | 0 | 0 | 0 | 0 | 0 | 0 | 0 | 0 | 0 | 0
|  | 2038 | 751528.1971 | 751528.1971 | 0 | 0 | 0% | 890.1081 | 0.78183 | 0.00035 | 0.68685 | 0.31977 | 0.27701 | 0.30229 | 0.05092 | 0 | 0 | 0 | 0 | 0 | 0 | 0 | 0 | 0 | 0 | 0 | 0 | 0 | 0 | 0 | 0 | 0 | 0 | 0 | 0 | 0 | 0
|  | 2039 | 768552.2886 | 768552.2886 | 0 | 0 | 0% | 890.1081 | 0.78183 | 0.00035 | 0.68685 | 0.31977 | 0.27701 | 0.30229 | 0.05092 | 0 | 0 | 0 | 0 | 0 | 0 | 0 | 0 | 0 | 0 | 0 | 0 | 0 | 0 | 0 | 0 | 0 | 0 | 0 | 0 | 0 | 0
|  | 2040 | 782587.6507 | 782587.6507 | 0 | 0 | 0% | 890.1081 | 0.78183 | 0.00035 | 0.68685 | 0.31977 | 0.27701 | 0.30229 | 0.05092 | 0 | 0 | 0 | 0 | 0 | 0 | 0 | 0 | 0 | 0 | 0 | 0 | 0 | 0 | 0 | 0 | 0 | 0 | 0 | 0 | 0 | 0
|  | 2041 | 793532.279 | 793532.279 | 0 | 0 | 0% | 890.1081 | 0.78183 | 0.00035 | 0.68685 | 0.31977 | 0.27701 | 0.30229 | 0.05092 | 0 | 0 | 0 | 0 | 0 | 0 | 0 | 0 | 0 | 0 | 0 | 0 | 0 | 0 | 0 | 0 | 0 | 0 | 0 | 0 | 0 | 0
|  | 2042 | 803176.8828 | 803176.8828 | 0 | 0 | 0% | 890.1081 | 0.78183 | 0.00035 | 0.68685 | 0.31977 | 0.27701 | 0.30229 | 0.05092 | 0 | 0 | 0 | 0 | 0 | 0 | 0 | 0 | 0 | 0 | 0 | 0 | 0 | 0 | 0 | 0 | 0 | 0 | 0 | 0 | 0 | 0
[33 empty] | 24502.7422 | 113183.7313 | 226367.4627 | 1131837.3133 | 2263674.6266
|  | 2019 | 1 | 5 | 10 | 50 | 100
|  | 2020 | 1.02 | 5.1 | 10.2 | 51 | 102
|  | 2021 | 1.0404 | 5.202 | 10.404 | 52.02 | 104.04
|  | 2022 | 1.0612 | 5.306 | 10.6121 | 53.0604 | 106.1208
|  | 2023 | 1.0824 | 5 | 10 | 50 | 100
|  | 2024 | 1.1041 | 5.1 | 10.2 | 51 | 102
|  | 2025 | 1.1262 | 5.202 | 10.404 | 52.02 | 104.04
|  | 2026 | 1.1487 | 5.306 | 10.6121 | 53.0604 | 106.1208
|  | 2027 | 1.1717 | 5.4122 | 10.8243 | 54.1216 | 108.2432
|  | 2028 | 1.1951 | 5.5204 | 11.0408 | 55.204 | 110.4081
|  | 2029 | 1.219 | 5.6308 | 11.2616 | 56.3081 | 112.6162
|  | 2030 | 1.2434 | 5.7434 | 11.4869 | 57.4343 | 114.8686
|  | 2031 | 1.2682 | 5.8583 | 11.7166 | 58.583 | 117.1659
|  | 2032 | 1.2936 | 5.9755 | 11.9509 | 59.7546 | 119.5093
|  | 2033 | 1.3195 | 6.095 | 12.1899 | 60.9497 | 121.8994
|  | 2034 | 1.3459 | 6.2169 | 12.4337 | 62.1687 | 124.3374
|  | 2035 | 1.3728 | 6.3412 | 12.6824 | 63.4121 | 126.8242
|  | 2036 | 1.4002 | 6.468 | 12.9361 | 64.6803 | 129.3607
|  | 2037 | 1.4282 | 6.5974 | 13.1948 | 65.9739 | 131.9479
|  | 2038 | 1.4568 | 6.7293 | 13.4587 | 67.2934 | 134.5868
|  | 2039 | 1.4859 | 6.8639 | 13.7279 | 68.6393 | 137.2786
|  | 2040 | 1.5157 | 7.0012 | 14.0024 | 70.0121 | 140.0241
|  | 2041 | 1.546 | 7.1412 | 14.2825 | 71.4123 | 142.8246
|  | 2042 | 1.5769 | 7.2841 | 14.5681 | 72.8406 | 145.6811

## Peak Load Projections
[7 empty] | VEC TOTAL SYSTEM PEAK | [5 empty] | VEC WINTER PEAK |  | W |  | VEC SUMMER PEAK |  | S |  | VEC Load in NE at the time of the Vermont Peak - Monthly | [5 empty] | VEC Load in NE at the time of the Vermont Peak - Annual Average
Month | Month | Energy | Peak | Peak-to Energy Ratio |  |  |  | VELCO Forecast | Climate Action Plan Forecast | VEC Forecast | Avg of High and Low | Winter (W)/Summer (S) |  | Climate Action Plan Forecast | VEC Forecast | VELCO Forecast |  | Climate Action Plan Forecast | VEC Forecast | VELCO Forecast |  |  |  | Climate Action Plan Forecast | VEC Forecast | VELCO Forecast |  | Climate Action Plan Forecast | VEC Forecast | VELCO Forecast
1 | 2024-01-01 | 49302 | 81.554 | 0.1654% | 2025 | 1 | 2025-01-01 | 80.5344 | 80.9106 | 80.2089 | 80.5598 | W | 2025 | 87.3885 | 80.2089 | 83.3085 | 2025 | 82.9768 | 80.2773 | 81.8348 | 2025 | 1 | 2025-01-01 | 71.5911 | 70.9702 | 71.2583 | 2025 | 57.8383 | 55.6295 | 56.8388
2 | 2024-02-01 | 44391 | 77.049 | 0.1736% | 2025 | 2 | 2025-02-01 | 76.7977 | 77.4204 | 76.1682 | 76.7943 | W | 2026 | 89.7944 | 81.1431 | 85.7097 | 2026 | 85.7689 | 80.6252 | 83.9366 | 2025 | 2 | 2025-02-01 | 61.7449 | 60.7462 | 61.2482 | 2026 | 60.6225 | 55.99 | 58.7778
3 | 2024-03-01 | 46956 | 72.034 | 0.1534% | 2025 | 3 | 2025-03-01 | 71.306 | 71.9798 | 70.5532 | 71.2665 | W | 2027 | 92.2512 | 82.1964 | 88.4655 | 2027 | 87.0323 | 81.064 | 85.5763 | 2025 | 3 | 2025-03-01 | 51.3716 | 50.3534 | 50.8907 | 2027 | 61.802 | 56.4301 | 60.219
4 | 2024-04-01 | 38448 | 69.297 | 0.1802% | 2025 | 4 | 2025-04-01 | 70.5589 | 71.1885 | 69.5681 | 70.3783 | W | 2028 | 94.9841 | 83.4087 | 91.435 | 2028 | 88.5721 | 81.7059 | 87.4628 | 2025 | 4 | 2025-04-01 | 49.6707 | 48.5401 | 49.2314 | 2028 | 63.1726 | 57.0183 | 61.8555
5 | 2024-05-01 | 36690 | 63.561 | 0.1732% | 2025 | 5 | 2025-05-01 | 64.5832 | 64.9517 | 63.6412 | 64.2965 | W | 2029 | 98.1098 | 84.8864 | 94.8517 | 2029 | 90.385 | 82.5236 | 89.6095 | 2025 | 5 | 2025-05-01 | 46.2553 | 45.322 | 45.9929 | 2029 | 64.7919 | 57.7613 | 63.7066
6 | 2024-06-01 | 36820 | 73.443 | 0.1995% | 2025 | 6 | 2025-06-01 | 79.2678 | 79.899 | 77.9269 | 78.913 | S | 2030 | 101.1516 | 86.5938 | 98.3409 | 2030 | 92.3161 | 83.5481 | 91.9667 | 2025 | 6 | 2025-06-01 | 67.9107 | 66.2345 | 67.3742 | 2030 | 66.4951 | 58.6632 | 65.7335
7 | 2024-07-01 | 45609 | 81.555 | 0.1788% | 2025 | 7 | 2025-07-01 | 81.8348 | 82.9768 | 80.2773 | 81.627 | S | 2031 | 104.6091 | 88.5193 | 101.8031 | 2031 | 94.3942 | 84.723 | 94.3445 | 2025 | 7 | 2025-07-01 | 59.5278 | 57.5911 | 58.7084 | 2031 | 68.3133 | 59.6969 | 67.7818
8 | 2024-08-01 | 43281 | 79.951 | 0.1847% | 2025 | 8 | 2025-08-01 | 80.8787 | 81.9168 | 79.1398 | 80.5283 | S | 2032 | 108.1652 | 90.6248 | 105.236 | 2032 | 96.638 | 86.0788 | 96.7326 | 2025 | 8 | 2025-08-01 | 58.5878 | 56.6017 | 57.8454 | 2032 | 70.2768 | 60.8692 | 69.8254
9 | 2024-09-01 | 37459 | 66.979 | 0.1788% | 2025 | 9 | 2025-09-01 | 68.2419 | 69.1012 | 66.4355 | 67.7683 | S | 2033 | 111.8286 | 92.9962 | 108.474 | 2033 | 98.9629 | 87.6042 | 99.0318 | 2025 | 9 | 2025-09-01 | 49.4172 | 47.5109 | 48.8027 | 2033 | 72.3129 | 62.1887 | 71.804
10 | 2024-10-01 | 42386 | 68.888 | 0.1625% | 2025 | 10 | 2025-10-01 | 65.5955 | 67.0501 | 63.5823 | 65.3162 | W | 2034 | 115.575 | 95.6172 | 111.5949 | 2034 | 101.3813 | 89.3082 | 101.254 | 2025 | 10 | 2025-10-01 | 46.5752 | 44.1663 | 45.5647 | 2034 | 74.4164 | 63.6449 | 73.6987
11 | 2024-11-01 | 41662 | 72.237 | 0.1734% | 2025 | 11 | 2025-11-01 | 75.608 | 79.4936 | 72.2722 | 75.8829 | W | 2035 | 119.3441 | 98.3584 | 114.2399 | 2035 | 103.7533 | 91.1267 | 103.139 | 2025 | 11 | 2025-11-01 | 56.5396 | 51.4034 | 53.776 | 2035 | 76.4879 | 65.206 | 75.3323
12 | 2024-12-01 | 48756 | 81.895 | 0.168% | 2025 | 12 | 2025-12-01 | 83.3085 | 87.3885 | 79.5043 | 83.4464 | W | 2036 | 122.9962 | 101.0346 | 116.6594 | 2036 | 106.1689 | 92.9719 | 104.6153 | 2025 | 12 | 2025-12-01 | 74.8684 | 68.1138 | 71.373 | 2036 | 78.5737 | 66.7856 | 76.6029
[5 empty] | 2026 | 1 | 2026-01-01 | 85.1699 | 89.6913 | 81.1431 | 85.4172 | W | 2037 | 126.9041 | 103.7513 | 118.6452 | 2037 | 108.5829 | 94.7249 | 105.711 | 2026 | 1 | 2026-01-01 | 79.3604 | 71.7968 | 75.3598 | 2037 | 80.6861 | 68.3004 | 77.5667
[5 empty] | 2026 | 2 | 2026-02-01 | 80.9282 | 84.6529 | 76.9081 | 80.7805 | W | 2038 | 130.7174 | 106.3666 | 120.1562 | 2038 | 110.9052 | 96.3273 | 106.5258 | 2026 | 2 | 2026-02-01 | 67.5129 | 61.3362 | 64.5424 | 2038 | 82.7131 | 69.6863 | 78.2795
[5 empty] | 2026 | 3 | 2026-03-01 | 74.3924 | 77.0564 | 71.083 | 74.0697 | W | 2039 | 134.323 | 108.7269 | 121.3806 | 2039 | 113.0431 | 97.7063 | 107.1146 | 2026 | 3 | 2026-03-01 | 54.9947 | 50.7315 | 53.0934 | 2039 | 84.5902 | 70.8958 | 78.8096
[5 empty] | 2026 | 4 | 2026-04-01 | 73.241 | 75.0265 | 69.8511 | 72.4388 | W | 2040 | 137.5436 | 110.8262 | 122.3413 | 2040 | 114.8105 | 98.8484 | 107.5512 | 2026 | 4 | 2026-04-01 | 52.3486 | 48.7375 | 51.1028 | 2040 | 86.1395 | 71.9034 | 79.1976
[5 empty] | 2026 | 5 | 2026-05-01 | 66.3501 | 67.081 | 63.6697 | 65.3753 | W | 2041 | 139.8883 | 112.5979 | 123.1042 | 2041 | 116.202 | 99.7364 | 107.8642 | 2026 | 5 | 2026-05-01 | 47.7717 | 45.3423 | 47.2512 | 2041 | 87.3471 | 72.7082 | 79.4867
[5 empty] | 2026 | 6 | 2026-06-01 | 81.3599 | 82.4296 | 78.0914 | 80.2605 | S | 2042 | 141.8289 | 114.1178 | 123.704 | 2042 | 117.4516 | 100.4589 | 107.9487 | 2026 | 6 | 2026-06-01 | 70.0616 | 66.3743 | 69.1524 | 2042 | 88.4109 | 73.3636 | 79.5851
[5 empty] | 2026 | 7 | 2026-07-01 | 83.9366 | 85.7689 | 80.6252 | 83.1971 | S | 2043 | 143.6739 | 115.4493 | 123.8713 | 2043 | 118.6499 | 101.0083 | 107.8201 | 2026 | 7 | 2026-07-01 | 61.5309 | 57.8407 | 60.2163 | 2043 | 89.4314 | 73.8794 | 79.4936
[5 empty] | 2026 | 8 | 2026-08-01 | 82.7632 | 84.1231 | 79.4154 | 81.7692 | S | 2044 | 145.5152 | 116.5922 | 123.9112 | 2044 | 119.8583 | 101.4464 | 107.6659 | 2026 | 8 | 2026-08-01 | 60.1658 | 56.7988 | 59.1932 | 2044 | 90.4575 | 74.2973 | 79.3719
[5 empty] | 2026 | 9 | 2026-09-01 | 69.7587 | 70.6468 | 66.5606 | 68.6037 | S | 2045 | 147.354 | 117.6213 | 123.9486 | 2045 | 121.0541 | 101.7923 | 107.4988 | 2026 | 9 | 2026-09-01 | 50.5226 | 47.6003 | 49.8874 | 2045 | 91.4815 | 74.6463 | 79.2481
[5 empty] | 2026 | 10 | 2026-10-01 | 67.1165 | 68.6948 | 63.8694 | 66.2821 | W | 2046 | -0.090223 | -0.090223 | -0.090223 | 2046 | -0.5217 | -0.5217 | -0.5217 | 2026 | 10 | 2026-10-01 | 47.7176 | 44.3658 | 46.6213
[5 empty] | 2026 | 11 | 2026-11-01 | 78.0085 | 82.3258 | 73.1371 | 77.7314 | W | [8 empty] | 2026 | 11 | 2026-11-01 | 58.5539 | 52.0185 | 55.4833
[5 empty] | 2026 | 12 | 2026-12-01 | 85.7097 | 89.7944 | 80.4656 | 85.13 | W | 2026-2045 CAGR | 2.641% | 1.973% | 1.961% | 2026-2045 CAGR | 1.83% | 1.235% | 1.311% | 2026 | 12 | 2026-12-01 | 76.9296 | 68.9373 | 73.4301 | 2026-2045 CAGR | 2.189% | 1.525% | 1.585%
[5 empty] | 2027 | 1 | 2027-01-01 | 87.6876 | 92.2512 | 82.1964 | 87.2238 | W | 2026-2030 CAGR | 3.022% | 1.639% | 3.497% | 2026-2030 CAGR | 1.856% | 0.8943% | 2.31% | 2027 | 1 | 2027-01-01 | 81.6254 | 72.7288 | 77.5875 | 2026-2030 CAGR | 2.338% | 1.173% | 2.836%
[5 empty] | 2027 | 2 | 2027-02-01 | 83.2863 | 86.8662 | 77.7688 | 82.3175 | W | 2030-2035 CAGR | 3.363% | 2.581% | 3.043% | 2030-2035 CAGR | 2.363% | 1.752% | 2.32% | 2027 | 2 | 2027-02-01 | 69.2781 | 62.0227 | 66.423 | 2030-2035 CAGR | 2.84% | 2.137% | 2.763%
[5 empty] | 2027 | 3 | 2027-03-01 | 76.2547 | 78.7092 | 71.7071 | 75.2081 | W | 2035-2040 CAGR | 2.879% | 2.416% | 1.38% | 2035-2040 CAGR | 2.046% | 1.64% | 0.8413% | 2027 | 3 | 2027-03-01 | 56.1743 | 51.1769 | 54.4225 | 2035-2040 CAGR | 2.405% | 1.975% | 1.006%
[5 empty] | 2027 | 4 | 2027-04-01 | 74.9448 | 76.3234 | 70.2354 | 73.2794 | W | 2040-2045 CAGR | 1.387% | 1.197% | 0.2614% | 2040-2045 CAGR | 1.065% | 0.5887% | -0.009738% | 2027 | 4 | 2027-04-01 | 53.2535 | 49.0057 | 52.2916 | 2040-2045 CAGR | 1.211% | 0.7516% | 0.01275%
[5 empty] | 2027 | 5 | 2027-05-01 | 67.5304 | 67.8125 | 63.7738 | 65.7932 | W | [8 empty] | 2027 | 5 | 2027-05-01 | 48.2926 | 45.4165 | 48.0917
[5 empty] | 2027 | 6 | 2027-06-01 | 82.8973 | 83.4614 | 78.3595 | 80.9104 | S | [8 empty] | 2027 | 6 | 2027-06-01 | 70.9385 | 66.6022 | 70.4592
[5 empty] | 2027 | 7 | 2027-07-01 | 85.5763 | 87.0323 | 81.064 | 84.0482 | S | [8 empty] | 2027 | 7 | 2027-07-01 | 62.4372 | 58.1555 | 61.3926
[5 empty] | 2027 | 8 | 2027-08-01 | 84.3707 | 85.2674 | 79.7949 | 82.5311 | S | [8 empty] | 2027 | 8 | 2027-08-01 | 60.9842 | 57.0703 | 60.3429
[5 empty] | 2027 | 9 | 2027-09-01 | 71.1682 | 71.5506 | 66.7885 | 69.1696 | S | [8 empty] | 2027 | 9 | 2027-09-01 | 51.1689 | 47.7633 | 50.8954
[5 empty] | 2027 | 10 | 2027-10-01 | 68.615 | 69.7851 | 64.239 | 67.0121 | W | [8 empty] | 2027 | 10 | 2027-10-01 | 48.475 | 44.6225 | 47.6622
[5 empty] | 2027 | 11 | 2027-11-01 | 80.5173 | 84.4977 | 74.1196 | 79.3086 | W | [8 empty] | 2027 | 11 | 2027-11-01 | 60.0987 | 52.7173 | 57.2677
[5 empty] | 2027 | 12 | 2027-12-01 | 88.4655 | 92.0919 | 81.5654 | 86.8287 | W | [8 empty] | 2027 | 12 | 2027-12-01 | 78.898 | 69.8796 | 75.7911
[5 empty] | 2028 | 1 | 2028-01-01 | 90.5561 | 94.7432 | 83.4087 | 89.076 | W | [8 empty] | 2028 | 1 | 2028-01-01 | 83.8305 | 73.8015 | 80.1256
[5 empty] | 2028 | 2 | 2028-02-01 | 85.9945 | 89.1225 | 78.8043 | 83.9634 | W | [8 empty] | 2028 | 2 | 2028-02-01 | 71.0776 | 62.8486 | 68.5829
[5 empty] | 2028 | 3 | 2028-03-01 | 78.4072 | 80.4712 | 72.4957 | 76.4834 | W | [8 empty] | 2028 | 3 | 2028-03-01 | 57.4318 | 51.7397 | 55.9587
[5 empty] | 2028 | 4 | 2028-04-01 | 76.9477 | 77.8147 | 70.8045 | 74.3096 | W | [8 empty] | 2028 | 4 | 2028-04-01 | 54.294 | 49.4028 | 53.6891
[5 empty] | 2028 | 5 | 2028-05-01 | 68.9526 | 68.7542 | 64.044 | 66.4983 | W | [8 empty] | 2028 | 5 | 2028-05-01 | 48.9632 | 45.6089 | 49.1046
[5 empty] | 2028 | 6 | 2028-06-01 | 84.6984 | 84.7539 | 78.824 | 81.789 | S | [8 empty] | 2028 | 6 | 2028-06-01 | 72.0372 | 66.997 | 71.99
[5 empty] | 2028 | 7 | 2028-07-01 | 87.4628 | 88.5721 | 81.7059 | 85.139 | S | [8 empty] | 2028 | 7 | 2028-07-01 | 63.5419 | 58.616 | 62.746
[5 empty] | 2028 | 8 | 2028-08-01 | 86.1953 | 86.7017 | 80.3665 | 83.5341 | S | [8 empty] | 2028 | 8 | 2028-08-01 | 62.0101 | 57.4791 | 61.6479
[5 empty] | 2028 | 9 | 2028-09-01 | 72.7709 | 72.7517 | 67.205 | 69.988 | S | [8 empty] | 2028 | 9 | 2028-09-01 | 52.0279 | 48.0612 | 52.0416
[5 empty] | 2028 | 10 | 2028-10-01 | 70.2956 | 71.2029 | 64.8016 | 68.0022 | W | [8 empty] | 2028 | 10 | 2028-10-01 | 49.4598 | 45.0132 | 48.8296
[5 empty] | 2028 | 11 | 2028-11-01 | 83.2557 | 87.2013 | 75.3602 | 81.2807 | W | [8 empty] | 2028 | 11 | 2028-11-01 | 62.0216 | 53.5997 | 59.2154
[5 empty] | 2028 | 12 | 2028-12-01 | 91.435 | 94.9841 | 82.9344 | 88.9592 | W | [8 empty] | 2028 | 12 | 2028-12-01 | 81.3758 | 71.0524 | 78.3352
[5 empty] | 2029 | 1 | 2029-01-01 | 93.6595 | 97.817 | 84.8864 | 91.3517 | W | [8 empty] | 2029 | 1 | 2029-01-01 | 86.5502 | 75.109 | 82.8716
[5 empty] | 2029 | 2 | 2029-02-01 | 88.9645 | 91.9146 | 80.1121 | 86.0134 | W | [8 empty] | 2029 | 2 | 2029-02-01 | 73.3044 | 63.8915 | 70.9516
[5 empty] | 2029 | 3 | 2029-03-01 | 80.7787 | 82.627 | 73.4931 | 78.0601 | W | [8 empty] | 2029 | 3 | 2029-03-01 | 58.9704 | 52.4516 | 57.6512
[5 empty] | 2029 | 4 | 2029-04-01 | 79.2029 | 79.6802 | 71.5953 | 75.6378 | W | [8 empty] | 2029 | 4 | 2029-04-01 | 55.5956 | 49.9546 | 55.2626
[5 empty] | 2029 | 5 | 2029-05-01 | 70.5953 | 69.9728 | 64.4924 | 67.5439 | W | [8 empty] | 2029 | 5 | 2029-05-01 | 49.8311 | 45.9282 | 50.2744
[5 empty] | 2029 | 6 | 2029-06-01 | 86.7646 | 86.3488 | 79.4831 | 83.1238 | S | [8 empty] | 2029 | 6 | 2029-06-01 | 73.3927 | 67.5572 | 73.7461
[5 empty] | 2029 | 7 | 2029-07-01 | 89.6095 | 90.385 | 82.5236 | 86.4543 | S | [8 empty] | 2029 | 7 | 2029-07-01 | 64.8424 | 59.2027 | 64.2861
[5 empty] | 2029 | 8 | 2029-08-01 | 88.3143 | 88.4063 | 81.1271 | 84.7667 | S | [8 empty] | 2029 | 8 | 2029-08-01 | 63.2292 | 58.023 | 63.1634
[5 empty] | 2029 | 9 | 2029-09-01 | 74.6546 | 74.1787 | 67.782 | 71.2183 | S | [8 empty] | 2029 | 9 | 2029-09-01 | 53.0483 | 48.4738 | 53.3887
[5 empty] | 2029 | 10 | 2029-10-01 | 72.247 | 72.8115 | 65.5064 | 69.1589 | W | [8 empty] | 2029 | 10 | 2029-10-01 | 50.5772 | 45.5028 | 50.1851
[5 empty] | 2029 | 11 | 2029-11-01 | 86.3788 | 90.1349 | 76.8015 | 83.4682 | W | [8 empty] | 2029 | 11 | 2029-11-01 | 64.1082 | 54.6248 | 61.4366
[5 empty] | 2029 | 12 | 2029-12-01 | 94.8517 | 98.1098 | 84.5271 | 91.3184 | W | [8 empty] | 2029 | 12 | 2029-12-01 | 84.0536 | 72.4169 | 81.2623
[5 empty] | 2030 | 1 | 2030-01-01 | 97.1824 | 101.0956 | 86.5938 | 93.8447 | W | [8 empty] | 2030 | 1 | 2030-01-01 | 89.4512 | 76.6197 | 85.9887
[5 empty] | 2030 | 2 | 2030-02-01 | 92.3306 | 94.9021 | 81.651 | 88.2766 | W | [8 empty] | 2030 | 2 | 2030-02-01 | 75.687 | 65.1189 | 73.6361
[5 empty] | 2030 | 3 | 2030-03-01 | 83.4589 | 84.9405 | 74.6893 | 79.8149 | W | [8 empty] | 2030 | 3 | 2030-03-01 | 60.6215 | 53.3053 | 59.5641
[5 empty] | 2030 | 4 | 2030-04-01 | 81.7608 | 81.7212 | 72.5973 | 77.1791 | W | [8 empty] | 2030 | 4 | 2030-04-01 | 57.0197 | 50.6537 | 57.0474
[5 empty] | 2030 | 5 | 2030-05-01 | 72.4681 | 71.3478 | 65.1183 | 68.7932 | W | [8 empty] | 2030 | 5 | 2030-05-01 | 50.8102 | 46.374 | 51.6081
[5 empty] | 2030 | 6 | 2030-06-01 | 89.0801 | 88.1136 | 80.3585 | 84.7193 | S | [8 empty] | 2030 | 6 | 2030-06-01 | 74.8928 | 68.3013 | 75.7142
[5 empty] | 2030 | 7 | 2030-07-01 | 91.9667 | 92.3161 | 83.5481 | 87.9321 | S | [8 empty] | 2030 | 7 | 2030-07-01 | 66.2278 | 59.9376 | 65.9772
[5 empty] | 2030 | 8 | 2030-08-01 | 90.6064 | 90.2184 | 82.0818 | 86.3441 | S | [8 empty] | 2030 | 8 | 2030-08-01 | 64.5253 | 58.7058 | 64.8028
[5 empty] | 2030 | 9 | 2030-09-01 | 76.6946 | 75.7263 | 68.5598 | 72.6272 | S | [8 empty] | 2030 | 9 | 2030-09-01 | 54.1551 | 49.03 | 54.8475
[5 empty] | 2030 | 10 | 2030-10-01 | 74.3248 | 74.4891 | 66.4026 | 70.4458 | W | [8 empty] | 2030 | 10 | 2030-10-01 | 51.7425 | 46.1254 | 51.6284
[5 empty] | 2030 | 11 | 2030-11-01 | 89.6113 | 93.0028 | 78.4675 | 85.7352 | W | [8 empty] | 2030 | 11 | 2030-11-01 | 66.1479 | 55.8098 | 63.7358
[5 empty] | 2030 | 12 | 2030-12-01 | 98.3409 | 101.1516 | 86.3482 | 93.7499 | W | [8 empty] | 2030 | 12 | 2030-12-01 | 86.6597 | 73.9771 | 84.2517
[5 empty] | 2031 | 1 | 2031-01-01 | 100.7634 | 104.3042 | 88.5193 | 96.4117 | W | [8 empty] | 2031 | 1 | 2031-01-01 | 92.2901 | 78.3234 | 89.1572
[5 empty] | 2031 | 2 | 2031-02-01 | 95.7549 | 97.9064 | 83.4137 | 90.6601 | W | [8 empty] | 2031 | 2 | 2031-02-01 | 78.083 | 66.5247 | 76.3671
[5 empty] | 2031 | 3 | 2031-03-01 | 86.1824 | 87.3109 | 76.0658 | 81.6883 | W | [8 empty] | 2031 | 3 | 2031-03-01 | 62.3132 | 54.2877 | 61.5079
[5 empty] | 2031 | 4 | 2031-04-01 | 84.3774 | 83.8857 | 73.8007 | 79.0891 | W | [8 empty] | 2031 | 4 | 2031-04-01 | 58.53 | 51.4933 | 58.8731
[5 empty] | 2031 | 5 | 2031-05-01 | 74.3961 | 72.8528 | 65.9115 | 70.1538 | W | [8 empty] | 2031 | 5 | 2031-05-01 | 51.882 | 46.9388 | 52.9811
[5 empty] | 2031 | 6 | 2031-06-01 | 91.4426 | 90.0283 | 81.4126 | 86.4276 | S | [8 empty] | 2031 | 6 | 2031-06-01 | 76.5201 | 69.1972 | 77.7222
[5 empty] | 2031 | 7 | 2031-07-01 | 94.3445 | 94.3942 | 84.723 | 89.5586 | S | [8 empty] | 2031 | 7 | 2031-07-01 | 67.7186 | 60.7804 | 67.683
[5 empty] | 2031 | 8 | 2031-08-01 | 92.9389 | 92.211 | 83.2049 | 88.0719 | S | [8 empty] | 2031 | 8 | 2031-08-01 | 65.9504 | 59.5091 | 66.471
[5 empty] | 2031 | 9 | 2031-09-01 | 78.7615 | 77.4392 | 69.4828 | 74.1221 | S | [8 empty] | 2031 | 9 | 2031-09-01 | 55.3801 | 49.6901 | 56.3257
[5 empty] | 2031 | 10 | 2031-10-01 | 76.4018 | 76.3463 | 67.4185 | 71.9101 | W | [8 empty] | 2031 | 10 | 2031-10-01 | 53.0326 | 46.831 | 53.0711
[5 empty] | 2031 | 11 | 2031-11-01 | 92.8016 | 96.2227 | 80.2823 | 88.2525 | W | [8 empty] | 2031 | 11 | 2031-11-01 | 68.4381 | 57.1005 | 66.0048
[5 empty] | 2031 | 12 | 2031-12-01 | 101.8031 | 104.6091 | 88.344 | 96.4765 | W | [8 empty] | 2031 | 12 | 2031-12-01 | 89.6218 | 75.687 | 87.2179
[5 empty] | 2032 | 1 | 2032-01-01 | 104.3106 | 107.9265 | 90.6248 | 99.2756 | W | [8 empty] | 2032 | 1 | 2032-01-01 | 95.4952 | 80.1864 | 92.2958
[5 empty] | 2032 | 2 | 2032-02-01 | 99.1612 | 101.2625 | 85.3676 | 93.315 | W | [8 empty] | 2032 | 2 | 2032-02-01 | 80.7595 | 68.0829 | 79.0837
[5 empty] | 2032 | 3 | 2032-03-01 | 88.9107 | 89.9471 | 77.6176 | 83.7824 | W | [8 empty] | 2032 | 3 | 2032-03-01 | 64.1947 | 55.3952 | 63.455
[5 empty] | 2032 | 4 | 2032-04-01 | 87.0111 | 86.2725 | 75.1944 | 81.1028 | W | [8 empty] | 2032 | 4 | 2032-04-01 | 60.1953 | 52.4658 | 60.7107
[5 empty] | 2032 | 5 | 2032-05-01 | 76.3374 | 74.4946 | 66.8554 | 71.5964 | W | [8 empty] | 2032 | 5 | 2032-05-01 | 53.0513 | 47.611 | 54.3636
[5 empty] | 2032 | 6 | 2032-06-01 | 93.8217 | 92.105 | 82.6524 | 88.237 | S | [8 empty] | 2032 | 6 | 2032-06-01 | 78.2853 | 70.251 | 79.7444
[5 empty] | 2032 | 7 | 2032-07-01 | 96.7326 | 96.638 | 86.0788 | 91.4057 | S | [8 empty] | 2032 | 7 | 2032-07-01 | 69.3284 | 61.7532 | 69.3962
[5 empty] | 2032 | 8 | 2032-08-01 | 95.2639 | 94.3262 | 84.4947 | 89.8793 | S | [8 empty] | 2032 | 8 | 2032-08-01 | 67.4632 | 60.4316 | 68.1339
[5 empty] | 2032 | 9 | 2032-09-01 | 80.8275 | 79.2556 | 70.5732 | 75.7004 | S | [8 empty] | 2032 | 9 | 2032-09-01 | 56.6791 | 50.4699 | 57.8032
[5 empty] | 2032 | 10 | 2032-10-01 | 78.4722 | 78.3005 | 68.5962 | 73.5342 | W | [8 empty] | 2032 | 10 | 2032-10-01 | 54.39 | 47.6491 | 54.5093
[5 empty] | 2032 | 11 | 2032-11-01 | 95.9589 | 99.5596 | 82.305 | 90.9323 | W | [8 empty] | 2032 | 11 | 2032-11-01 | 70.8114 | 58.5392 | 68.2505
[5 empty] | 2032 | 12 | 2032-12-01 | 105.236 | 108.1652 | 90.5715 | 99.3683 | W | [8 empty] | 2032 | 12 | 2032-12-01 | 92.6684 | 77.5954 | 90.1589
[5 empty] | 2033 | 1 | 2033-01-01 | 107.808 | 111.6454 | 92.9547 | 102.3001 | W | [8 empty] | 2033 | 1 | 2033-01-01 | 98.7858 | 82.248 | 95.3904
[5 empty] | 2033 | 2 | 2033-02-01 | 102.5269 | 104.7342 | 87.5668 | 96.1505 | W | [8 empty] | 2033 | 2 | 2033-02-01 | 83.5283 | 69.8369 | 81.768
[5 empty] | 2033 | 3 | 2033-03-01 | 91.5847 | 92.6663 | 79.3575 | 86.0119 | W | [8 empty] | 2033 | 3 | 2033-03-01 | 66.1354 | 56.637 | 65.3634
[5 empty] | 2033 | 4 | 2033-04-01 | 89.5875 | 88.7532 | 76.7944 | 83.1909 | W | [8 empty] | 2033 | 4 | 2033-04-01 | 61.9262 | 53.5821 | 62.5083
[5 empty] | 2033 | 5 | 2033-05-01 | 78.2295 | 76.2163 | 67.9701 | 73.0998 | W | [8 empty] | 2033 | 5 | 2033-05-01 | 54.2774 | 48.4049 | 55.711
[5 empty] | 2033 | 6 | 2033-06-01 | 96.128 | 94.2736 | 84.0857 | 90.1069 | S | [8 empty] | 2033 | 6 | 2033-06-01 | 80.1284 | 71.4692 | 81.7047
[5 empty] | 2033 | 7 | 2033-07-01 | 99.0318 | 98.9629 | 87.6042 | 93.318 | S | [8 empty] | 2033 | 7 | 2033-07-01 | 70.9962 | 62.8475 | 71.0457
[5 empty] | 2033 | 8 | 2033-08-01 | 97.5156 | 96.5497 | 85.9813 | 91.7485 | S | [8 empty] | 2033 | 8 | 2033-08-01 | 69.0535 | 61.4949 | 69.7443
[5 empty] | 2033 | 9 | 2033-09-01 | 82.8132 | 81.1744 | 71.8492 | 77.3312 | S | [8 empty] | 2033 | 9 | 2033-09-01 | 58.0512 | 51.3824 | 59.2232
[5 empty] | 2033 | 10 | 2033-10-01 | 80.4459 | 80.344 | 69.936 | 75.191 | W | [8 empty] | 2033 | 10 | 2033-10-01 | 55.8095 | 48.5798 | 55.8803
[5 empty] | 2033 | 11 | 2033-11-01 | 98.947 | 102.9969 | 84.5131 | 93.755 | W | [8 empty] | 2033 | 11 | 2033-11-01 | 73.2562 | 60.1097 | 70.3757
[5 empty] | 2033 | 12 | 2033-12-01 | 108.474 | 111.8286 | 92.9962 | 102.4124 | W | [8 empty] | 2033 | 12 | 2033-12-01 | 95.807 | 79.6727 | 92.933
[5 empty] | 2034 | 1 | 2034-01-01 | 111.1136 | 115.4691 | 95.4795 | 105.4743 | W | [8 empty] | 2034 | 1 | 2034-01-01 | 102.169 | 84.4819 | 98.3152
[5 empty] | 2034 | 2 | 2034-02-01 | 105.7102 | 108.3106 | 89.968 | 99.1393 | W | [8 empty] | 2034 | 2 | 2034-02-01 | 86.3806 | 71.7519 | 84.3067
[5 empty] | 2034 | 3 | 2034-03-01 | 94.1284 | 95.4799 | 81.2745 | 88.3772 | W | [8 empty] | 2034 | 3 | 2034-03-01 | 68.1434 | 58.0051 | 67.1789
[5 empty] | 2034 | 4 | 2034-04-01 | 92.0519 | 91.342 | 78.5959 | 85.3239 | W | [8 empty] | 2034 | 4 | 2034-04-01 | 63.7325 | 54.8391 | 64.2279
[5 empty] | 2034 | 5 | 2034-05-01 | 80.0536 | 78.0326 | 69.2593 | 74.6564 | W | [8 empty] | 2034 | 5 | 2034-05-01 | 55.5708 | 49.3229 | 57.0101
[5 empty] | 2034 | 6 | 2034-06-01 | 98.3585 | 96.5478 | 85.7181 | 92.0383 | S | [8 empty] | 2034 | 6 | 2034-06-01 | 82.0614 | 72.8567 | 83.6004
[5 empty] | 2034 | 7 | 2034-07-01 | 101.254 | 101.3813 | 89.3082 | 95.3448 | S | [8 empty] | 2034 | 7 | 2034-07-01 | 72.7312 | 64.0699 | 72.6399
[5 empty] | 2034 | 8 | 2034-08-01 | 99.679 | 98.8426 | 87.6268 | 93.6529 | S | [8 empty] | 2034 | 8 | 2034-08-01 | 70.6934 | 62.6717 | 71.2916
[5 empty] | 2034 | 9 | 2034-09-01 | 84.7299 | 83.1599 | 73.28 | 79.0049 | S | [8 empty] | 2034 | 9 | 2034-09-01 | 59.4712 | 52.4057 | 60.5939
[5 empty] | 2034 | 10 | 2034-10-01 | 82.3488 | 82.4482 | 71.4179 | 76.9331 | W | [8 empty] | 2034 | 10 | 2034-10-01 | 57.2712 | 49.6092 | 57.2021
[5 empty] | 2034 | 11 | 2034-11-01 | 101.8081 | 106.5103 | 86.8989 | 96.7046 | W | [8 empty] | 2034 | 11 | 2034-11-01 | 75.7551 | 61.8066 | 72.4107
[5 empty] | 2034 | 12 | 2034-12-01 | 111.5949 | 115.575 | 95.6172 | 105.5961 | W | [8 empty] | 2034 | 12 | 2034-12-01 | 99.0167 | 81.9182 | 95.6068
[5 empty] | 2035 | 1 | 2035-01-01 | 114.2399 | 119.3441 | 98.1904 | 108.7673 | W | [8 empty] | 2035 | 1 | 2035-01-01 | 105.5977 | 86.8806 | 101.0814
[5 empty] | 2035 | 2 | 2035-02-01 | 108.6797 | 111.9186 | 92.5556 | 102.2371 | W | [8 empty] | 2035 | 2 | 2035-02-01 | 89.2581 | 73.8156 | 86.675
[5 empty] | 2035 | 3 | 2035-03-01 | 96.4633 | 98.3033 | 83.3395 | 90.8214 | W | [8 empty] | 2035 | 3 | 2035-03-01 | 70.1584 | 59.4789 | 68.8453
[5 empty] | 2035 | 4 | 2035-04-01 | 94.2748 | 93.9408 | 80.552 | 87.4134 | W | [8 empty] | 2035 | 4 | 2035-04-01 | 65.5458 | 56.2039 | 65.7788
[5 empty] | 2035 | 5 | 2035-05-01 | 81.6617 | 79.8599 | 70.6697 | 76.1657 | W | [8 empty] | 2035 | 5 | 2035-05-01 | 56.8721 | 50.3273 | 58.1553
[5 empty] | 2035 | 6 | 2035-06-01 | 100.2914 | 98.8168 | 87.4849 | 93.8881 | S | [8 empty] | 2035 | 6 | 2035-06-01 | 83.99 | 74.3584 | 85.2433
[5 empty] | 2035 | 7 | 2035-07-01 | 103.139 | 103.7533 | 91.1267 | 97.44 | S | [8 empty] | 2035 | 7 | 2035-07-01 | 74.4328 | 65.3745 | 73.9922
[5 empty] | 2035 | 8 | 2035-08-01 | 101.4995 | 101.1163 | 89.4101 | 95.4548 | S | [8 empty] | 2035 | 8 | 2035-08-01 | 72.3196 | 63.9471 | 72.5936
[5 empty] | 2035 | 9 | 2035-09-01 | 86.2916 | 85.1294 | 74.8369 | 80.5642 | S | [8 empty] | 2035 | 9 | 2035-09-01 | 60.8797 | 53.519 | 61.7108
[5 empty] | 2035 | 10 | 2035-10-01 | 83.8597 | 84.4879 | 73.0066 | 78.7472 | W | [8 empty] | 2035 | 10 | 2035-10-01 | 58.688 | 50.7127 | 58.2517
[5 empty] | 2035 | 11 | 2035-11-01 | 104.0356 | 109.7992 | 89.4027 | 99.6009 | W | [8 empty] | 2035 | 11 | 2035-11-01 | 78.0943 | 63.5874 | 73.995
[5 empty] | 2035 | 12 | 2035-12-01 | 113.997 | 119.0786 | 98.3584 | 108.7185 | W | [8 empty] | 2035 | 12 | 2035-12-01 | 102.0183 | 84.2667 | 97.6647
[5 empty] | 2036 | 1 | 2036-01-01 | 116.6594 | 122.9962 | 101.0057 | 112.001 | W | [8 empty] | 2036 | 1 | 2036-01-01 | 108.8292 | 89.3716 | 103.2222
[5 empty] | 2036 | 2 | 2036-02-01 | 110.9722 | 115.379 | 95.2322 | 105.3056 | W | [8 empty] | 2036 | 2 | 2036-02-01 | 92.0178 | 75.9502 | 88.5033
[5 empty] | 2036 | 3 | 2036-03-01 | 98.2789 | 101.0591 | 85.4754 | 93.2672 | W | [8 empty] | 2036 | 3 | 2036-03-01 | 72.1252 | 61.0033 | 70.1411
[5 empty] | 2036 | 4 | 2036-04-01 | 95.9841 | 96.5229 | 82.5763 | 89.5496 | W | [8 empty] | 2036 | 4 | 2036-04-01 | 67.3474 | 57.6164 | 66.9714
[5 empty] | 2036 | 5 | 2036-05-01 | 82.8775 | 81.7019 | 72.1304 | 77.504 | W | [8 empty] | 2036 | 5 | 2036-05-01 | 58.1839 | 51.3676 | 59.0212
[5 empty] | 2036 | 6 | 2036-06-01 | 101.7752 | 101.1117 | 89.2945 | 95.5349 | S | [8 empty] | 2036 | 6 | 2036-06-01 | 85.9405 | 75.8965 | 86.5045
[5 empty] | 2036 | 7 | 2036-07-01 | 104.6153 | 106.1689 | 92.9719 | 99.5704 | S | [8 empty] | 2036 | 7 | 2036-07-01 | 76.1659 | 66.6983 | 75.0513
[5 empty] | 2036 | 8 | 2036-08-01 | 102.8931 | 103.4207 | 91.1825 | 97.3016 | S | [8 empty] | 2036 | 8 | 2036-08-01 | 73.9677 | 65.2148 | 73.5903
[5 empty] | 2036 | 9 | 2036-09-01 | 87.4568 | 87.1337 | 76.3722 | 81.9145 | S | [8 empty] | 2036 | 9 | 2036-09-01 | 62.313 | 54.617 | 62.5441
[5 empty] | 2036 | 10 | 2036-10-01 | 85.0166 | 86.6013 | 74.5663 | 80.5838 | W | [8 empty] | 2036 | 10 | 2036-10-01 | 60.156 | 51.7962 | 59.0552
[5 empty] | 2036 | 11 | 2036-11-01 | 105.8426 | 113.314 | 91.8606 | 102.5873 | W | [8 empty] | 2036 | 11 | 2036-11-01 | 80.5942 | 65.3355 | 75.2802
[5 empty] | 2036 | 12 | 2036-12-01 | 115.9639 | 122.8425 | 101.0346 | 111.9386 | W | [8 empty] | 2036 | 12 | 2036-12-01 | 105.243 | 86.5595 | 99.3498
[5 empty] | 2037 | 1 | 2037-01-01 | 118.6452 | 126.9041 | 103.7513 | 115.3277 | W | [8 empty] | 2037 | 1 | 2037-01-01 | 112.2869 | 91.801 | 104.9793
[5 empty] | 2037 | 2 | 2037-02-01 | 112.8192 | 119.0365 | 97.845 | 108.4407 | W | [8 empty] | 2037 | 2 | 2037-02-01 | 94.9348 | 78.034 | 89.9763
[5 empty] | 2037 | 3 | 2037-03-01 | 99.7051 | 103.9199 | 87.5378 | 95.7288 | W | [8 empty] | 2037 | 3 | 2037-03-01 | 74.167 | 62.4752 | 71.1589
[5 empty] | 2037 | 4 | 2037-04-01 | 97.2635 | 99.1495 | 84.5122 | 91.8309 | W | [8 empty] | 2037 | 4 | 2037-04-01 | 69.1801 | 58.9671 | 67.8641
[5 empty] | 2037 | 5 | 2037-05-01 | 83.7348 | 83.5378 | 73.5102 | 78.6225 | W | [8 empty] | 2037 | 5 | 2037-05-01 | 59.4913 | 52.3502 | 59.6316
[5 empty] | 2037 | 6 | 2037-06-01 | 102.8449 | 103.395 | 91.0069 | 97.2009 | S | [8 empty] | 2037 | 6 | 2037-06-01 | 87.8813 | 77.3519 | 87.4137
[5 empty] | 2037 | 7 | 2037-07-01 | 105.711 | 108.5829 | 94.7249 | 101.6539 | S | [8 empty] | 2037 | 7 | 2037-07-01 | 77.8976 | 67.9559 | 75.8373
[5 empty] | 2037 | 8 | 2037-08-01 | 103.9224 | 105.7208 | 92.8802 | 99.3005 | S | [8 empty] | 2037 | 8 | 2037-08-01 | 75.6127 | 66.429 | 74.3265
[5 empty] | 2037 | 9 | 2037-09-01 | 88.2715 | 89.1115 | 77.829 | 83.4702 | S | [8 empty] | 2037 | 9 | 2037-09-01 | 63.7274 | 55.6588 | 63.1267
[5 empty] | 2037 | 10 | 2037-10-01 | 85.8409 | 88.6839 | 76.048 | 82.3659 | W | [8 empty] | 2037 | 10 | 2037-10-01 | 61.6027 | 52.8254 | 59.6278
[5 empty] | 2037 | 11 | 2037-11-01 | 107.198 | 116.7792 | 94.2126 | 105.4959 | W | [8 empty] | 2037 | 11 | 2037-11-01 | 83.0588 | 67.0084 | 76.2442
[5 empty] | 2037 | 12 | 2037-12-01 | 117.44 | 126.5185 | 103.5888 | 115.0537 | W | [8 empty] | 2037 | 12 | 2037-12-01 | 108.3923 | 88.7477 | 100.6144
[5 empty] | 2038 | 1 | 2038-01-01 | 120.1562 | 130.7174 | 106.3666 | 118.542 | W | [8 empty] | 2038 | 1 | 2038-01-01 | 115.6611 | 94.115 | 106.3163
[5 empty] | 2038 | 2 | 2038-02-01 | 114.1972 | 122.583 | 100.3043 | 111.4436 | W | [8 empty] | 2038 | 2 | 2038-02-01 | 97.7632 | 79.9953 | 91.0753
[5 empty] | 2038 | 3 | 2038-03-01 | 100.7692 | 106.6923 | 89.4715 | 98.0819 | W | [8 empty] | 2038 | 3 | 2038-03-01 | 76.1456 | 63.8552 | 71.9184
[5 empty] | 2038 | 4 | 2038-04-01 | 98.1767 | 101.6827 | 86.3001 | 93.9914 | W | [8 empty] | 2038 | 4 | 2038-04-01 | 70.9476 | 60.2146 | 68.5013
[5 empty] | 2038 | 5 | 2038-05-01 | 84.3089 | 85.301 | 74.7617 | 80.0314 | W | [8 empty] | 2038 | 5 | 2038-05-01 | 60.747 | 53.2415 | 60.0405
[5 empty] | 2038 | 6 | 2038-06-01 | 103.5965 | 105.5883 | 92.5604 | 99.0744 | S | [8 empty] | 2038 | 6 | 2038-06-01 | 89.7455 | 78.6723 | 88.0525
[5 empty] | 2038 | 7 | 2038-07-01 | 106.5258 | 110.9052 | 96.3273 | 103.6162 | S | [8 empty] | 2038 | 7 | 2038-07-01 | 79.5637 | 69.1054 | 76.4219
[5 empty] | 2038 | 8 | 2038-08-01 | 104.6514 | 107.9018 | 94.3877 | 101.1447 | S | [8 empty] | 2038 | 8 | 2038-08-01 | 77.1726 | 67.5072 | 74.8479
[5 empty] | 2038 | 9 | 2038-09-01 | 88.8102 | 90.9767 | 79.0942 | 85.0354 | S | [8 empty] | 2038 | 9 | 2038-09-01 | 65.0613 | 56.5636 | 63.512
[5 empty] | 2038 | 10 | 2038-10-01 | 86.4234 | 90.653 | 77.3496 | 84.0013 | W | [8 empty] | 2038 | 10 | 2038-10-01 | 62.9705 | 53.7295 | 60.0325
[5 empty] | 2038 | 11 | 2038-11-01 | 108.2698 | 120.07 | 96.3384 | 108.2042 | W | [8 empty] | 2038 | 11 | 2038-11-01 | 85.3994 | 68.5203 | 77.0066
[5 empty] | 2038 | 12 | 2038-12-01 | 118.6248 | 130.0058 | 105.8853 | 117.9455 | W | [8 empty] | 2038 | 12 | 2038-12-01 | 111.3799 | 90.7151 | 101.6295
[5 empty] | 2039 | 1 | 2039-01-01 | 121.3806 | 134.323 | 108.7269 | 121.525 | W | [8 empty] | 2039 | 1 | 2039-01-01 | 118.8514 | 96.2035 | 107.3996
[5 empty] | 2039 | 2 | 2039-02-01 | 115.2757 | 125.9182 | 102.4929 | 114.2055 | W | [8 empty] | 2039 | 2 | 2039-02-01 | 100.4231 | 81.7408 | 91.9355
[5 empty] | 2039 | 3 | 2039-03-01 | 101.5859 | 109.288 | 91.1775 | 100.2327 | W | [8 empty] | 2039 | 3 | 2039-03-01 | 77.9982 | 65.0728 | 72.5012
[5 empty] | 2039 | 4 | 2039-04-01 | 98.8226 | 104.038 | 87.8336 | 95.9358 | W | [8 empty] | 2039 | 4 | 2039-04-01 | 72.5909 | 61.2845 | 68.952
[5 empty] | 2039 | 5 | 2039-05-01 | 84.6645 | 86.9266 | 75.7973 | 81.3619 | W | [8 empty] | 2039 | 5 | 2039-05-01 | 61.9047 | 53.979 | 60.2938
[5 empty] | 2039 | 6 | 2039-06-01 | 104.1002 | 107.6117 | 93.8658 | 100.7388 | S | [8 empty] | 2039 | 6 | 2039-06-01 | 91.4653 | 79.7819 | 88.4807
[5 empty] | 2039 | 7 | 2039-07-01 | 107.1146 | 113.0431 | 97.7063 | 105.3747 | S | [8 empty] | 2039 | 7 | 2039-07-01 | 81.0974 | 70.0948 | 76.8443
[5 empty] | 2039 | 8 | 2039-08-01 | 105.18 | 109.9268 | 95.6893 | 102.808 | S | [8 empty] | 2039 | 8 | 2039-08-01 | 78.6209 | 68.4381 | 75.226
[5 empty] | 2039 | 9 | 2039-09-01 | 89.1607 | 92.6968 | 80.158 | 86.4274 | S | [8 empty] | 2039 | 9 | 2039-09-01 | 66.2914 | 57.3244 | 63.7626
[5 empty] | 2039 | 10 | 2039-10-01 | 86.8273 | 92.456 | 78.4654 | 85.4607 | W | [8 empty] | 2039 | 10 | 2039-10-01 | 64.2229 | 54.5046 | 60.313
[5 empty] | 2039 | 11 | 2039-11-01 | 109.0912 | 123.0584 | 98.2294 | 110.6439 | W | [8 empty] | 2039 | 11 | 2039-11-01 | 87.5249 | 69.8653 | 77.5908
[5 empty] | 2039 | 12 | 2039-12-01 | 119.5426 | 133.1713 | 107.9221 | 120.5467 | W | [8 empty] | 2039 | 12 | 2039-12-01 | 114.0919 | 92.4601 | 102.4158
[5 empty] | 2040 | 1 | 2040-01-01 | 122.3413 | 137.5436 | 110.8262 | 124.1849 | W | [8 empty] | 2040 | 1 | 2040-01-01 | 121.7009 | 98.061 | 108.2497
[5 empty] | 2040 | 2 | 2040-02-01 | 116.0927 | 128.8519 | 104.3951 | 116.6235 | W | [8 empty] | 2040 | 2 | 2040-02-01 | 102.7628 | 83.2579 | 92.587
[5 empty] | 2040 | 3 | 2040-03-01 | 102.2061 | 111.5522 | 92.6497 | 102.1009 | W | [8 empty] | 2040 | 3 | 2040-03-01 | 79.6141 | 66.1235 | 72.9438
[5 empty] | 2040 | 4 | 2040-04-01 | 99.2771 | 106.0769 | 89.1068 | 97.5918 | W | [8 empty] | 2040 | 4 | 2040-04-01 | 74.0136 | 62.1729 | 69.2691
[5 empty] | 2040 | 5 | 2040-05-01 | 84.8789 | 88.327 | 76.6142 | 82.4706 | W | [8 empty] | 2040 | 5 | 2040-05-01 | 62.902 | 54.5607 | 60.4464
[5 empty] | 2040 | 6 | 2040-06-01 | 104.4418 | 109.3335 | 94.9123 | 102.1229 | S | [8 empty] | 2040 | 6 | 2040-06-01 | 92.9287 | 80.6713 | 88.771
[5 empty] | 2040 | 7 | 2040-07-01 | 107.5512 | 114.8105 | 98.8484 | 106.8295 | S | [8 empty] | 2040 | 7 | 2040-07-01 | 82.3653 | 70.9141 | 77.1575
[5 empty] | 2040 | 8 | 2040-08-01 | 105.5377 | 111.5669 | 96.7151 | 104.141 | S | [8 empty] | 2040 | 8 | 2040-08-01 | 79.7939 | 69.1718 | 75.4818
[5 empty] | 2040 | 9 | 2040-09-01 | 89.3573 | 94.0654 | 80.951 | 87.5082 | S | [8 empty] | 2040 | 9 | 2040-09-01 | 67.2701 | 57.8915 | 63.9032
[5 empty] | 2040 | 10 | 2040-10-01 | 87.0873 | 93.8378 | 79.3323 | 86.5851 | W | [8 empty] | 2040 | 10 | 2040-10-01 | 65.1828 | 55.1067 | 60.4936
[5 empty] | 2040 | 11 | 2040-11-01 | 109.7165 | 125.2336 | 99.8153 | 112.5244 | W | [8 empty] | 2040 | 11 | 2040-11-01 | 89.0719 | 70.9933 | 78.0355
[5 empty] | 2040 | 12 | 2040-12-01 | 120.2624 | 135.4777 | 109.6208 | 122.5493 | W | [8 empty] | 2040 | 12 | 2040-12-01 | 116.0679 | 93.9155 | 103.0325
[5 empty] | 2041 | 1 | 2041-01-01 | 123.1042 | 139.8883 | 112.5979 | 126.2431 | W | [8 empty] | 2041 | 1 | 2041-01-01 | 123.7756 | 99.6285 | 108.9247
[5 empty] | 2041 | 2 | 2041-02-01 | 116.7378 | 131.0495 | 105.9753 | 118.5124 | W | [8 empty] | 2041 | 2 | 2041-02-01 | 104.5155 | 84.5181 | 93.1015
[5 empty] | 2041 | 3 | 2041-03-01 | 102.6757 | 113.2639 | 93.8408 | 103.5523 | W | [8 empty] | 2041 | 3 | 2041-03-01 | 80.8357 | 66.9736 | 73.279
[5 empty] | 2041 | 4 | 2041-04-01 | 99.5832 | 107.6537 | 90.0724 | 98.863 | W | [8 empty] | 2041 | 4 | 2041-04-01 | 75.1137 | 62.8466 | 69.4827
[5 empty] | 2041 | 5 | 2041-05-01 | 84.9796 | 89.4282 | 77.1747 | 83.3015 | W | [8 empty] | 2041 | 5 | 2041-05-01 | 63.6862 | 54.9599 | 60.5182
[5 empty] | 2041 | 6 | 2041-06-01 | 104.6549 | 110.7035 | 95.6702 | 103.1868 | S | [8 empty] | 2041 | 6 | 2041-06-01 | 94.0932 | 81.3155 | 88.9522
[5 empty] | 2041 | 7 | 2041-07-01 | 107.8642 | 116.202 | 99.7364 | 107.9692 | S | [8 empty] | 2041 | 7 | 2041-07-01 | 83.3636 | 71.5511 | 77.382
[5 empty] | 2041 | 8 | 2041-08-01 | 105.8044 | 112.9054 | 97.5089 | 105.2071 | S | [8 empty] | 2041 | 8 | 2041-08-01 | 80.7512 | 69.7395 | 75.6725
[5 empty] | 2041 | 9 | 2041-09-01 | 89.4739 | 95.1867 | 81.5229 | 88.3548 | S | [8 empty] | 2041 | 9 | 2041-09-01 | 68.072 | 58.3005 | 63.9866
[5 empty] | 2041 | 10 | 2041-10-01 | 87.2658 | 94.9566 | 80.0003 | 87.4784 | W | [8 empty] | 2041 | 10 | 2041-10-01 | 65.9599 | 55.5708 | 60.6176
[5 empty] | 2041 | 11 | 2041-11-01 | 110.2105 | 126.9687 | 101.1574 | 114.063 | W | [8 empty] | 2041 | 11 | 2041-11-01 | 90.3061 | 71.9478 | 78.3868
[5 empty] | 2041 | 12 | 2041-12-01 | 120.8503 | 137.3739 | 111.0571 | 124.2155 | W | [8 empty] | 2041 | 12 | 2041-12-01 | 117.6925 | 95.1461 | 103.5362
[5 empty] | 2042 | 1 | 2042-01-01 | 123.704 | 141.8289 | 114.1178 | 127.9734 | W | [8 empty] | 2042 | 1 | 2042-01-01 | 125.4926 | 100.9734 | 109.4554
[5 empty] | 2042 | 2 | 2042-02-01 | 117.1926 | 132.8941 | 107.2919 | 120.093 | W | [8 empty] | 2042 | 2 | 2042-02-01 | 105.9866 | 85.5681 | 93.4642
[5 empty] | 2042 | 3 | 2042-03-01 | 102.9792 | 114.7292 | 94.8272 | 104.7782 | W | [8 empty] | 2042 | 3 | 2042-03-01 | 81.8815 | 67.6776 | 73.4956
[5 empty] | 2042 | 4 | 2042-04-01 | 99.7011 | 109.025 | 90.8226 | 99.9238 | W | [8 empty] | 2042 | 4 | 2042-04-01 | 76.0705 | 63.3701 | 69.5649
[5 empty] | 2042 | 5 | 2042-05-01 | 84.9167 | 90.3983 | 77.565 | 83.9816 | W | [8 empty] | 2042 | 5 | 2042-05-01 | 64.377 | 55.2378 | 60.4734
[5 empty] | 2042 | 6 | 2042-06-01 | 104.6505 | 111.9248 | 96.2369 | 104.0809 | S | [8 empty] | 2042 | 6 | 2042-06-01 | 95.1312 | 81.7972 | 88.9484
[5 empty] | 2042 | 7 | 2042-07-01 | 107.9487 | 117.4516 | 100.4589 | 108.9552 | S | [8 empty] | 2042 | 7 | 2042-07-01 | 84.26 | 72.0694 | 77.4426
[5 empty] | 2042 | 8 | 2042-08-01 | 105.794 | 114.0958 | 98.1119 | 106.1039 | S | [8 empty] | 2042 | 8 | 2042-08-01 | 81.6027 | 70.1708 | 75.6651
[5 empty] | 2042 | 9 | 2042-09-01 | 89.3074 | 96.1838 | 81.917 | 89.0504 | S | [8 empty] | 2042 | 9 | 2042-09-01 | 68.7851 | 58.5823 | 63.8675
[5 empty] | 2042 | 10 | 2042-10-01 | 87.1589 | 95.9678 | 80.5139 | 88.2408 | W | [8 empty] | 2042 | 10 | 2042-10-01 | 66.6623 | 55.9275 | 60.5434
[5 empty] | 2042 | 11 | 2042-11-01 | 110.303 | 128.5822 | 102.3201 | 115.4511 | W | [8 empty] | 2042 | 11 | 2042-11-01 | 91.4536 | 72.7748 | 78.4526
[5 empty] | 2042 | 12 | 2042-12-01 | 120.9805 | 139.1658 | 112.3038 | 125.7348 | W | [8 empty] | 2042 | 12 | 2042-12-01 | 119.2277 | 96.2141 | 103.6477
[5 empty] | 2043 | 1 | 2043-01-01 | 123.8713 | 143.6739 | 115.4493 | 129.5616 | W | [8 empty] | 2043 | 1 | 2043-01-01 | 127.1252 | 102.1515 | 109.6034
[5 empty] | 2043 | 2 | 2043-02-01 | 117.2037 | 134.6145 | 108.3774 | 121.4959 | W | [8 empty] | 2043 | 2 | 2043-02-01 | 107.3586 | 86.4338 | 93.4731
[5 empty] | 2043 | 3 | 2043-03-01 | 102.9643 | 116.1198 | 95.6421 | 105.8809 | W | [8 empty] | 2043 | 3 | 2043-03-01 | 82.874 | 68.2592 | 73.485
[5 empty] | 2043 | 4 | 2043-04-01 | 99.4888 | 110.3011 | 91.3626 | 100.8318 | W | [8 empty] | 2043 | 4 | 2043-04-01 | 76.9609 | 63.7468 | 69.4168
[5 empty] | 2043 | 5 | 2043-05-01 | 84.6203 | 91.3061 | 77.7897 | 84.5479 | W | [8 empty] | 2043 | 5 | 2043-05-01 | 65.0235 | 55.3978 | 60.2623
[5 empty] | 2043 | 6 | 2043-06-01 | 104.3761 | 113.0601 | 96.5902 | 104.8251 | S | [8 empty] | 2043 | 6 | 2043-06-01 | 96.0962 | 82.0975 | 88.7152
[5 empty] | 2043 | 7 | 2043-07-01 | 107.8201 | 118.6499 | 101.0083 | 109.8291 | S | [8 empty] | 2043 | 7 | 2043-07-01 | 85.1197 | 72.4636 | 77.3504
[5 empty] | 2043 | 8 | 2043-08-01 | 105.6177 | 115.265 | 98.5603 | 106.9126 | S | [8 empty] | 2043 | 8 | 2043-08-01 | 82.4389 | 70.4914 | 75.539
[5 empty] | 2043 | 9 | 2043-09-01 | 88.9894 | 97.1488 | 82.1423 | 89.6456 | S | [8 empty] | 2043 | 9 | 2043-09-01 | 69.4752 | 58.7435 | 63.6401
[5 empty] | 2043 | 10 | 2043-10-01 | 86.9358 | 96.9676 | 80.8852 | 88.9264 | W | [8 empty] | 2043 | 10 | 2043-10-01 | 67.3568 | 56.1855 | 60.3884
[5 empty] | 2043 | 11 | 2043-11-01 | 110.2369 | 130.1798 | 103.2979 | 116.7389 | W | [8 empty] | 2043 | 11 | 2043-11-01 | 92.5899 | 73.4703 | 78.4056
[5 empty] | 2043 | 12 | 2043-12-01 | 120.9762 | 140.9526 | 113.3511 | 127.1519 | W | [8 empty] | 2043 | 12 | 2043-12-01 | 120.7584 | 97.1114 | 103.644
[5 empty] | 2044 | 1 | 2044-01-01 | 123.9112 | 145.5152 | 116.5922 | 131.0537 | W | [8 empty] | 2044 | 1 | 2044-01-01 | 128.7543 | 103.1628 | 109.6388
[5 empty] | 2044 | 2 | 2044-02-01 | 117.1382 | 136.3637 | 109.3046 | 122.8341 | W | [8 empty] | 2044 | 2 | 2044-02-01 | 108.7537 | 87.1733 | 93.4208
[5 empty] | 2044 | 3 | 2044-03-01 | 102.8775 | 117.5131 | 96.3094 | 106.9113 | W | [8 empty] | 2044 | 3 | 2044-03-01 | 83.8683 | 68.7355 | 73.423
[5 empty] | 2044 | 4 | 2044-04-01 | 99.2377 | 111.6009 | 91.7667 | 101.6838 | W | [8 empty] | 2044 | 4 | 2044-04-01 | 77.8678 | 64.0288 | 69.2416
[5 empty] | 2044 | 5 | 2044-05-01 | 84.2932 | 92.2229 | 77.8952 | 85.0591 | W | [8 empty] | 2044 | 5 | 2044-05-01 | 65.6764 | 55.473 | 60.0293
[5 empty] | 2044 | 6 | 2044-06-01 | 104.0931 | 114.2277 | 96.8343 | 105.531 | S | [8 empty] | 2044 | 6 | 2044-06-01 | 97.0886 | 82.305 | 88.4746
[5 empty] | 2044 | 7 | 2044-07-01 | 107.6659 | 119.8583 | 101.4464 | 110.6524 | S | [8 empty] | 2044 | 7 | 2044-07-01 | 85.9866 | 72.7779 | 77.2397
[5 empty] | 2044 | 8 | 2044-08-01 | 105.4 | 116.42 | 98.8743 | 107.6471 | S | [8 empty] | 2044 | 8 | 2044-08-01 | 83.2649 | 70.7161 | 75.3833
[5 empty] | 2044 | 9 | 2044-09-01 | 88.6571 | 98.118 | 82.261 | 90.1895 | S | [8 empty] | 2044 | 9 | 2044-09-01 | 70.1684 | 58.8284 | 63.4024
[5 empty] | 2044 | 10 | 2044-10-01 | 86.692 | 97.9599 | 81.153 | 89.5565 | W | [8 empty] | 2044 | 10 | 2044-10-01 | 68.0461 | 56.3715 | 60.219
[5 empty] | 2044 | 11 | 2044-11-01 | 110.1611 | 131.7783 | 104.165 | 117.9717 | W | [8 empty] | 2044 | 11 | 2044-11-01 | 93.7269 | 74.087 | 78.3517
[5 empty] | 2044 | 12 | 2044-12-01 | 120.9699 | 142.7376 | 114.2809 | 128.5093 | W | [8 empty] | 2044 | 12 | 2044-12-01 | 122.2877 | 97.908 | 103.6386
[5 empty] | 2045 | 1 | 2045-01-01 | 123.9486 | 147.354 | 117.6213 | 132.4877 | W | [8 empty] | 2045 | 1 | 2045-01-01 | 130.3814 | 104.0734 | 109.6719
[5 empty] | 2045 | 2 | 2045-02-01 | 117.0664 | 138.1068 | 110.1117 | 124.1093 | W | [8 empty] | 2045 | 2 | 2045-02-01 | 110.1439 | 87.817 | 93.3636
[5 empty] | 2045 | 3 | 2045-03-01 | 102.7839 | 118.8996 | 96.8774 | 107.8885 | W | [8 empty] | 2045 | 3 | 2045-03-01 | 84.8579 | 69.1408 | 73.3562
[5 empty] | 2045 | 4 | 2045-04-01 | 98.9756 | 112.8898 | 92.0601 | 102.4749 | W | [8 empty] | 2045 | 4 | 2045-04-01 | 78.7671 | 64.2336 | 69.0587
[5 empty] | 2045 | 5 | 2045-05-01 | 83.9534 | 93.1271 | 77.907 | 85.517 | W | [8 empty] | 2045 | 5 | 2045-05-01 | 66.3204 | 55.4814 | 59.7873
[5 empty] | 2045 | 6 | 2045-06-01 | 103.796 | 115.3814 | 96.9734 | 106.1774 | S | [8 empty] | 2045 | 6 | 2045-06-01 | 98.0692 | 82.4232 | 88.2221
[5 empty] | 2045 | 7 | 2045-07-01 | 107.4988 | 121.0541 | 101.7923 | 111.4232 | S | [8 empty] | 2045 | 7 | 2045-07-01 | 86.8445 | 73.0261 | 77.1199
[5 empty] | 2045 | 8 | 2045-08-01 | 105.1943 | 117.5871 | 99.1207 | 108.3539 | S | [8 empty] | 2045 | 8 | 2045-08-01 | 84.0996 | 70.8923 | 75.2362
[5 empty] | 2045 | 9 | 2045-09-01 | 88.3351 | 99.0976 | 82.3151 | 90.7064 | S | [8 empty] | 2045 | 9 | 2045-09-01 | 70.8689 | 58.8671 | 63.1722
[5 empty] | 2045 | 10 | 2045-10-01 | 86.4549 | 98.9589 | 81.3614 | 90.1601 | W | [8 empty] | 2045 | 10 | 2045-10-01 | 68.74 | 56.5162 | 60.0543
[5 empty] | 2045 | 11 | 2045-11-01 | 110.0882 | 133.3799 | 104.9564 | 119.1682 | W | [8 empty] | 2045 | 11 | 2045-11-01 | 94.866 | 74.6499 | 78.2999
[5 empty] | 2045 | 12 | 2045-12-01 | 120.9653 | 144.5245 | 115.129 | 129.8268 | W | [8 empty] | 2045 | 12 | 2045-12-01 | 123.8186 | 98.6346 | 103.6347
[5 empty] | 2046 | 1 | 2046-01-01 | -0.12297 | -0.12297 | -0.12297 | -0.12297 | W | [8 empty] | 2046 | 1 | 2046-01-01 | -0.1088 | -0.1088 | -0.1088
[5 empty] | 2046 | 2 | 2046-02-01 | -0.30873 | -0.30873 | -0.30873 | -0.30873 | W | [8 empty] | 2046 | 2 | 2046-02-01 | -0.24622 | -0.24622 | -0.24622
[5 empty] | 2046 | 3 | 2046-03-01 | -0.34188 | -0.34188 | -0.34188 | -0.34188 | W | [8 empty] | 2046 | 3 | 2046-03-01 | -0.244 | -0.244 | -0.244
[5 empty] | 2046 | 4 | 2046-04-01 | -0.55978 | -0.55978 | -0.55978 | -0.55978 | W | [8 empty] | 2046 | 4 | 2046-04-01 | -0.39058 | -0.39058 | -0.39058
[5 empty] | 2046 | 5 | 2046-05-01 | -0.64282 | -0.64282 | -0.64282 | -0.64282 | W | [8 empty] | 2046 | 5 | 2046-05-01 | -0.45778 | -0.45778 | -0.45778
[5 empty] | 2046 | 6 | 2046-06-01 | -0.71245 | -0.71245 | -0.71245 | -0.71245 | S | [8 empty] | 2046 | 6 | 2046-06-01 | -0.60555 | -0.60555 | -0.60555
[5 empty] | 2046 | 7 | 2046-07-01 | -0.64788 | -0.64788 | -0.64788 | -0.64788 | S | [8 empty] | 2046 | 7 | 2046-07-01 | -0.46479 | -0.46479 | -0.46479
[5 empty] | 2046 | 8 | 2046-08-01 | -0.60853 | -0.60853 | -0.60853 | -0.60853 | S | [8 empty] | 2046 | 8 | 2046-08-01 | -0.43523 | -0.43523 | -0.43523
[5 empty] | 2046 | 9 | 2046-09-01 | -0.5217 | -0.5217 | -0.5217 | -0.5217 | S | [8 empty] | 2046 | 9 | 2046-09-01 | -0.37309 | -0.37309 | -0.37309
[5 empty] | 2046 | 10 | 2046-10-01 | -0.3367 | -0.3367 | -0.3367 | -0.3367 | W | [8 empty] | 2046 | 10 | 2046-10-01 | -0.23388 | -0.23388 | -0.23388
[5 empty] | 2046 | 11 | 2046-11-01 | -0.15138 | -0.15138 | -0.15138 | -0.15138 | W | [8 empty] | 2046 | 11 | 2046-11-01 | -0.10767 | -0.10767 | -0.10767
[5 empty] | 2046 | 12 | 2046-12-01 | -0.090223 | -0.090223 | -0.090223 | -0.090223 | W | [8 empty] | 2046 | 12 | 2046-12-01 | -0.077297 | -0.077297 | -0.077297
[5 empty] | 2047 | 1 | 2047-01-01 | 0 | 0 | 0 | 0 | W | [8 empty] | 2047 | 1 | 2047-01-01 | 0 | 0 | 0
[5 empty] | 2047 | 2 | 2047-02-01 | 0 | 0 | 0 | 0 | W | [8 empty] | 2047 | 2 | 2047-02-01 | 0 | 0 | 0
[5 empty] | 2047 | 3 | 2047-03-01 | 0 | 0 | 0 | 0 | W | [8 empty] | 2047 | 3 | 2047-03-01 | 0 | 0 | 0
[5 empty] | 2047 | 4 | 2047-04-01 | 0 | 0 | 0 | 0 | W | [8 empty] | 2047 | 4 | 2047-04-01 | 0 | 0 | 0
[5 empty] | 2047 | 5 | 2047-05-01 | 0 | 0 | 0 | 0 | W | [8 empty] | 2047 | 5 | 2047-05-01 | 0 | 0 | 0
[5 empty] | 2047 | 6 | 2047-06-01 | 0 | 0 | 0 | 0 | S | [8 empty] | 2047 | 6 | 2047-06-01 | 0 | 0 | 0
[5 empty] | 2047 | 7 | 2047-07-01 | 0 | 0 | 0 | 0 | S | [8 empty] | 2047 | 7 | 2047-07-01 | 0 | 0 | 0
[5 empty] | 2047 | 8 | 2047-08-01 | 0 | 0 | 0 | 0 | S | [8 empty] | 2047 | 8 | 2047-08-01 | 0 | 0 | 0
[5 empty] | 2047 | 9 | 2047-09-01 | 0 | 0 | 0 | 0 | S | [8 empty] | 2047 | 9 | 2047-09-01 | 0 | 0 | 0
[5 empty] | 2047 | 10 | 2047-10-01 | 0 | 0 | 0 | 0 | W | [8 empty] | 2047 | 10 | 2047-10-01 | 0 | 0 | 0
[5 empty] | 2047 | 11 | 2047-11-01 | 0 | 0 | 0 | 0 | W | [8 empty] | 2047 | 11 | 2047-11-01 | 0 | 0 | 0
[5 empty] | 2047 | 12 | 2047-12-01 | 0 | 0 | 0 | 0 | W | [8 empty] | 2047 | 12 | 2047-12-01 | 0 | 0 | 0
[5 empty] | 2048 | 1 | 2048-01-01 | 0 | 0 | 0 | 0 | W | [8 empty] | 2048 | 1 | 2048-01-01 | 0 | 0 | 0
[5 empty] | 2048 | 2 | 2048-02-01 | 0 | 0 | 0 | 0 | W | [8 empty] | 2048 | 2 | 2048-02-01 | 0 | 0 | 0
[5 empty] | 2048 | 3 | 2048-03-01 | 0 | 0 | 0 | 0 | W | [8 empty] | 2048 | 3 | 2048-03-01 | 0 | 0 | 0
[5 empty] | 2048 | 4 | 2048-04-01 | 0 | 0 | 0 | 0 | W | [8 empty] | 2048 | 4 | 2048-04-01 | 0 | 0 | 0
[5 empty] | 2048 | 5 | 2048-05-01 | 0 | 0 | 0 | 0 | W | [8 empty] | 2048 | 5 | 2048-05-01 | 0 | 0 | 0
[5 empty] | 2048 | 6 | 2048-06-01 | 0 | 0 | 0 | 0 | S | [8 empty] | 2048 | 6 | 2048-06-01 | 0 | 0 | 0
[5 empty] | 2048 | 7 | 2048-07-01 | 0 | 0 | 0 | 0 | S | [8 empty] | 2048 | 7 | 2048-07-01 | 0 | 0 | 0
[5 empty] | 2048 | 8 | 2048-08-01 | 0 | 0 | 0 | 0 | S | [8 empty] | 2048 | 8 | 2048-08-01 | 0 | 0 | 0
[5 empty] | 2048 | 9 | 2048-09-01 | 0 | 0 | 0 | 0 | S | [8 empty] | 2048 | 9 | 2048-09-01 | 0 | 0 | 0
[5 empty] | 2048 | 10 | 2048-10-01 | 0 | 0 | 0 | 0 | W | [8 empty] | 2048 | 10 | 2048-10-01 | 0 | 0 | 0
[5 empty] | 2048 | 11 | 2048-11-01 | 0 | 0 | 0 | 0 | W | [8 empty] | 2048 | 11 | 2048-11-01 | 0 | 0 | 0
[5 empty] | 2048 | 12 | 2048-12-01 | 0 | 0 | 0 | 0 | W | [8 empty] | 2048 | 12 | 2048-12-01 | 0 | 0 | 0
[5 empty] | 2049 | 1 | 2049-01-01 | 0 | 0 | 0 | 0 | W | [8 empty] | 2049 | 1 | 2049-01-01 | 0 | 0 | 0
[5 empty] | 2049 | 2 | 2049-02-01 | 0 | 0 | 0 | 0 | W | [8 empty] | 2049 | 2 | 2049-02-01 | 0 | 0 | 0
[5 empty] | 2049 | 3 | 2049-03-01 | 0 | 0 | 0 | 0 | W | [8 empty] | 2049 | 3 | 2049-03-01 | 0 | 0 | 0
[5 empty] | 2049 | 4 | 2049-04-01 | 0 | 0 | 0 | 0 | W | [8 empty] | 2049 | 4 | 2049-04-01 | 0 | 0 | 0
[5 empty] | 2049 | 5 | 2049-05-01 | 0 | 0 | 0 | 0 | W | [8 empty] | 2049 | 5 | 2049-05-01 | 0 | 0 | 0
[5 empty] | 2049 | 6 | 2049-06-01 | 0 | 0 | 0 | 0 | S | [8 empty] | 2049 | 6 | 2049-06-01 | 0 | 0 | 0
[5 empty] | 2049 | 7 | 2049-07-01 | 0 | 0 | 0 | 0 | S | [8 empty] | 2049 | 7 | 2049-07-01 | 0 | 0 | 0
[5 empty] | 2049 | 8 | 2049-08-01 | 0 | 0 | 0 | 0 | S | [8 empty] | 2049 | 8 | 2049-08-01 | 0 | 0 | 0
[5 empty] | 2049 | 9 | 2049-09-01 | 0 | 0 | 0 | 0 | S | [8 empty] | 2049 | 9 | 2049-09-01 | 0 | 0 | 0
[5 empty] | 2049 | 10 | 2049-10-01 | 0 | 0 | 0 | 0 | W | [8 empty] | 2049 | 10 | 2049-10-01 | 0 | 0 | 0
[5 empty] | 2049 | 11 | 2049-11-01 | 0 | 0 | 0 | 0 | W | [8 empty] | 2049 | 11 | 2049-11-01 | 0 | 0 | 0
[5 empty] | 2049 | 12 | 2049-12-01 | 0 | 0 | 0 | 0 | W | [8 empty] | 2049 | 12 | 2049-12-01 | 0 | 0 | 0
[5 empty] | 2050 | 1 | 2050-01-01 | 0 | 0 | 0 | 0 | W | [8 empty] | 2050 | 1 | 2050-01-01 | 0 | 0 | 0
[5 empty] | 2050 | 2 | 2050-02-01 | 0 | 0 | 0 | 0 | W | [8 empty] | 2050 | 2 | 2050-02-01 | 0 | 0 | 0
[5 empty] | 2050 | 3 | 2050-03-01 | 0 | 0 | 0 | 0 | W | [8 empty] | 2050 | 3 | 2050-03-01 | 0 | 0 | 0
[5 empty] | 2050 | 4 | 2050-04-01 | 0 | 0 | 0 | 0 | W | [8 empty] | 2050 | 4 | 2050-04-01 | 0 | 0 | 0
[5 empty] | 2050 | 5 | 2050-05-01 | 0 | 0 | 0 | 0 | W | [8 empty] | 2050 | 5 | 2050-05-01 | 0 | 0 | 0
[5 empty] | 2050 | 6 | 2050-06-01 | 0 | 0 | 0 | 0 | S | [8 empty] | 2050 | 6 | 2050-06-01 | 0 | 0 | 0
[5 empty] | 2050 | 7 | 2050-07-01 | 0 | 0 | 0 | 0 | S | [8 empty] | 2050 | 7 | 2050-07-01 | 0 | 0 | 0
[5 empty] | 2050 | 8 | 2050-08-01 | 0 | 0 | 0 | 0 | S | [8 empty] | 2050 | 8 | 2050-08-01 | 0 | 0 | 0
[5 empty] | 2050 | 9 | 2050-09-01 | 0 | 0 | 0 | 0 | S | [8 empty] | 2050 | 9 | 2050-09-01 | 0 | 0 | 0
[5 empty] | 2050 | 10 | 2050-10-01 | 0 | 0 | 0 | 0 | W | [8 empty] | 2050 | 10 | 2050-10-01 | 0 | 0 | 0
[5 empty] | 2050 | 11 | 2050-11-01 | 0 | 0 | 0 | 0 | W | [8 empty] | 2050 | 11 | 2050-11-01 | 0 | 0 | 0
[5 empty] | 2050 | 12 | 2050-12-01 | 0 | 0 | 0 | 0 | W | [8 empty] | 2050 | 12 | 2050-12-01 | 0 | 0 | 0
[5 empty] | 2051 | 1 | 2051-01-01 | 0 | 0 | 0 | 0 | W | [8 empty] | 2051 | 1 | 2051-01-01 | 0 | 0 | 0
[5 empty] | 2051 | 2 | 2051-02-01 | 0 | 0 | 0 | 0 | W | [8 empty] | 2051 | 2 | 2051-02-01 | 0 | 0 | 0
[5 empty] | 2051 | 3 | 2051-03-01 | 0 | 0 | 0 | 0 | W | [8 empty] | 2051 | 3 | 2051-03-01 | 0 | 0 | 0
[5 empty] | 2051 | 4 | 2051-04-01 | 0 | 0 | 0 | 0 | W | [8 empty] | 2051 | 4 | 2051-04-01 | 0 | 0 | 0
[5 empty] | 2051 | 5 | 2051-05-01 | 0 | 0 | 0 | 0 | W | [8 empty] | 2051 | 5 | 2051-05-01 | 0 | 0 | 0
[5 empty] | 2051 | 6 | 2051-06-01 | 0 | 0 | 0 | 0 | S | [8 empty] | 2051 | 6 | 2051-06-01 | 0 | 0 | 0
[5 empty] | 2051 | 7 | 2051-07-01 | 0 | 0 | 0 | 0 | S | [8 empty] | 2051 | 7 | 2051-07-01 | 0 | 0 | 0
[5 empty] | 2051 | 8 | 2051-08-01 | 0 | 0 | 0 | 0 | S | [8 empty] | 2051 | 8 | 2051-08-01 | 0 | 0 | 0
[5 empty] | 2051 | 9 | 2051-09-01 | 0 | 0 | 0 | 0 | S | [8 empty] | 2051 | 9 | 2051-09-01 | 0 | 0 | 0
[5 empty] | 2051 | 10 | 2051-10-01 | 0 | 0 | 0 | 0 | W | [8 empty] | 2051 | 10 | 2051-10-01 | 0 | 0 | 0
[5 empty] | 2051 | 11 | 2051-11-01 | 0 | 0 | 0 | 0 | W | [8 empty] | 2051 | 11 | 2051-11-01 | 0 | 0 | 0
[5 empty] | 2051 | 12 | 2051-12-01 | 0 | 0 | 0 | 0 | W | [8 empty] | 2051 | 12 | 2051-12-01 | 0 | 0 | 0
[5 empty] | 2052 | 1 | 2052-01-01 | 0 | 0 | 0 | 0 | W | [8 empty] | 2052 | 1 | 2052-01-01 | 0 | 0 | 0
[5 empty] | 2052 | 2 | 2052-02-01 | 0 | 0 | 0 | 0 | W | [8 empty] | 2052 | 2 | 2052-02-01 | 0 | 0 | 0
[5 empty] | 2052 | 3 | 2052-03-01 | 0 | 0 | 0 | 0 | W | [8 empty] | 2052 | 3 | 2052-03-01 | 0 | 0 | 0
[5 empty] | 2052 | 4 | 2052-04-01 | 0 | 0 | 0 | 0 | W | [8 empty] | 2052 | 4 | 2052-04-01 | 0 | 0 | 0
[5 empty] | 2052 | 5 | 2052-05-01 | 0 | 0 | 0 | 0 | W | [8 empty] | 2052 | 5 | 2052-05-01 | 0 | 0 | 0
[5 empty] | 2052 | 6 | 2052-06-01 | 0 | 0 | 0 | 0 | S | [8 empty] | 2052 | 6 | 2052-06-01 | 0 | 0 | 0
[5 empty] | 2052 | 7 | 2052-07-01 | 0 | 0 | 0 | 0 | S | [8 empty] | 2052 | 7 | 2052-07-01 | 0 | 0 | 0
[5 empty] | 2052 | 8 | 2052-08-01 | 0 | 0 | 0 | 0 | S | [8 empty] | 2052 | 8 | 2052-08-01 | 0 | 0 | 0
[5 empty] | 2052 | 9 | 2052-09-01 | 0 | 0 | 0 | 0 | S | [8 empty] | 2052 | 9 | 2052-09-01 | 0 | 0 | 0
[5 empty] | 2052 | 10 | 2052-10-01 | 0 | 0 | 0 | 0 | W | [8 empty] | 2052 | 10 | 2052-10-01 | 0 | 0 | 0
[5 empty] | 2052 | 11 | 2052-11-01 | 0 | 0 | 0 | 0 | W | [8 empty] | 2052 | 11 | 2052-11-01 | 0 | 0 | 0
[5 empty] | 2052 | 12 | 2052-12-01 | 0 | 0 | 0 | 0 | W | [8 empty] | 2052 | 12 | 2052-12-01 | 0 | 0 | 0
[5 empty] | 2053 | 1 | 2053-01-01 | 0 | 0 | 0 | 0 | W | [8 empty] | 2053 | 1 | 2053-01-01 | 0 | 0 | 0
[5 empty] | 2053 | 2 | 2053-02-01 | 0 | 0 | 0 | 0 | W | [8 empty] | 2053 | 2 | 2053-02-01 | 0 | 0 | 0
[5 empty] | 2053 | 3 | 2053-03-01 | 0 | 0 | 0 | 0 | W | [8 empty] | 2053 | 3 | 2053-03-01 | 0 | 0 | 0
[5 empty] | 2053 | 4 | 2053-04-01 | 0 | 0 | 0 | 0 | W | [8 empty] | 2053 | 4 | 2053-04-01 | 0 | 0 | 0
[5 empty] | 2053 | 5 | 2053-05-01 | 0 | 0 | 0 | 0 | W | [8 empty] | 2053 | 5 | 2053-05-01 | 0 | 0 | 0
[5 empty] | 2053 | 6 | 2053-06-01 | 0 | 0 | 0 | 0 | S | [8 empty] | 2053 | 6 | 2053-06-01 | 0 | 0 | 0
[5 empty] | 2053 | 7 | 2053-07-01 | 0 | 0 | 0 | 0 | S | [8 empty] | 2053 | 7 | 2053-07-01 | 0 | 0 | 0
[5 empty] | 2053 | 8 | 2053-08-01 | 0 | 0 | 0 | 0 | S | [8 empty] | 2053 | 8 | 2053-08-01 | 0 | 0 | 0
[5 empty] | 2053 | 9 | 2053-09-01 | 0 | 0 | 0 | 0 | S | [8 empty] | 2053 | 9 | 2053-09-01 | 0 | 0 | 0
[5 empty] | 2053 | 10 | 2053-10-01 | 0 | 0 | 0 | 0 | W | [8 empty] | 2053 | 10 | 2053-10-01 | 0 | 0 | 0
[5 empty] | 2053 | 11 | 2053-11-01 | 0 | 0 | 0 | 0 | W | [8 empty] | 2053 | 11 | 2053-11-01 | 0 | 0 | 0
[5 empty] | 2053 | 12 | 2053-12-01 | 0 | 0 | 0 | 0 | W | [8 empty] | 2053 | 12 | 2053-12-01 | 0 | 0 | 0
[5 empty] | 2054 | 1 | 2054-01-01 | 0 | 0 | 0 | 0 | W | [8 empty] | 2054 | 1 | 2054-01-01 | 0 | 0 | 0
[5 empty] | 2054 | 2 | 2054-02-01 | 0 | 0 | 0 | 0 | W | [8 empty] | 2054 | 2 | 2054-02-01 | 0 | 0 | 0
[5 empty] | 2054 | 3 | 2054-03-01 | 0 | 0 | 0 | 0 | W | [8 empty] | 2054 | 3 | 2054-03-01 | 0 | 0 | 0
[5 empty] | 2054 | 4 | 2054-04-01 | 0 | 0 | 0 | 0 | W | [8 empty] | 2054 | 4 | 2054-04-01 | 0 | 0 | 0
[5 empty] | 2054 | 5 | 2054-05-01 | 0 | 0 | 0 | 0 | W | [8 empty] | 2054 | 5 | 2054-05-01 | 0 | 0 | 0
[5 empty] | 2054 | 6 | 2054-06-01 | 0 | 0 | 0 | 0 | S | [8 empty] | 2054 | 6 | 2054-06-01 | 0 | 0 | 0
[5 empty] | 2054 | 7 | 2054-07-01 | 0 | 0 | 0 | 0 | S | [8 empty] | 2054 | 7 | 2054-07-01 | 0 | 0 | 0
[5 empty] | 2054 | 8 | 2054-08-01 | 0 | 0 | 0 | 0 | S | [8 empty] | 2054 | 8 | 2054-08-01 | 0 | 0 | 0
[5 empty] | 2054 | 9 | 2054-09-01 | 0 | 0 | 0 | 0 | S | [8 empty] | 2054 | 9 | 2054-09-01 | 0 | 0 | 0
[5 empty] | 2054 | 10 | 2054-10-01 | 0 | 0 | 0 | 0 | W | [8 empty] | 2054 | 10 | 2054-10-01 | 0 | 0 | 0
[5 empty] | 2054 | 11 | 2054-11-01 | 0 | 0 | 0 | 0 | W | [8 empty] | 2054 | 11 | 2054-11-01 | 0 | 0 | 0
[5 empty] | 2054 | 12 | 2054-12-01 | 0 | 0 | 0 | 0 | W | [8 empty] | 2054 | 12 | 2054-12-01 | 0 | 0 | 0
[5 empty] | 2055 | 1 | 2055-01-01 | 0 | 0 | 0 | 0 | W | [8 empty] | 2055 | 1 | 2055-01-01 | 0 | 0 | 0
[5 empty] | 2055 | 2 | 2055-02-01 | 0 | 0 | 0 | 0 | W | [8 empty] | 2055 | 2 | 2055-02-01 | 0 | 0 | 0
[5 empty] | 2055 | 3 | 2055-03-01 | 0 | 0 | 0 | 0 | W | [8 empty] | 2055 | 3 | 2055-03-01 | 0 | 0 | 0
[5 empty] | 2055 | 4 | 2055-04-01 | 0 | 0 | 0 | 0 | W | [8 empty] | 2055 | 4 | 2055-04-01 | 0 | 0 | 0
[5 empty] | 2055 | 5 | 2055-05-01 | 0 | 0 | 0 | 0 | W | [8 empty] | 2055 | 5 | 2055-05-01 | 0 | 0 | 0
[5 empty] | 2055 | 6 | 2055-06-01 | 0 | 0 | 0 | 0 | S | [8 empty] | 2055 | 6 | 2055-06-01 | 0 | 0 | 0
[5 empty] | 2055 | 7 | 2055-07-01 | 0 | 0 | 0 | 0 | S | [8 empty] | 2055 | 7 | 2055-07-01 | 0 | 0 | 0
[5 empty] | 2055 | 8 | 2055-08-01 | 0 | 0 | 0 | 0 | S | [8 empty] | 2055 | 8 | 2055-08-01 | 0 | 0 | 0
[5 empty] | 2055 | 9 | 2055-09-01 | 0 | 0 | 0 | 0 | S | [8 empty] | 2055 | 9 | 2055-09-01 | 0 | 0 | 0
[5 empty] | 2055 | 10 | 2055-10-01 | 0 | 0 | 0 | 0 | W | [8 empty] | 2055 | 10 | 2055-10-01 | 0 | 0 | 0
[5 empty] | 2055 | 11 | 2055-11-01 | 0 | 0 | 0 | 0 | W | [8 empty] | 2055 | 11 | 2055-11-01 | 0 | 0 | 0
[5 empty] | 2055 | 12 | 2055-12-01 | 0 | 0 | 0 | 0 | W | [8 empty] | 2055 | 12 | 2055-12-01 | 0 | 0 | 0

## Peak Loads - 2022-2024
3-Year Average
| Month | VT Peak Date | VT Peak Hour | VT Peak | VEC Total System Peak Load | VEC Load on NE in VT Peak hour | VEC System Peak as % of VT Peak | VEC Load on NE as % of VT Peak Load | VEC Load on NE as % of VEC Peak | Month | VEC Load on NE as % of VEC Peak | VEC % of VT Peak Load
1 | 2022-01-01 | 2022-01-29 | 19 | 862.651 | 83.595 | 62.096 | 9.69% | 7.198% | 74.28% | 1 | 88.48% | 9.789%
2 | 2022-02-01 | 2022-02-05 | 19 | 798.837 | 79.784 | 57.017 | 9.988% | 7.138% | 71.46% | 2 | 79.75% | 9.992%
3 | 2022-03-01 | 2022-03-01 | 19 | 742.094 | 73.479 | 54.007 | 9.902% | 7.278% | 73.5% | 3 | 71.37% | 10.26%
4 | 2022-04-01 | 2022-04-07 | 19 | 638.911 | 66.868 | 46.666 | 10.47% | 7.304% | 69.79% | 4 | 69.77% | 10.52%
5 | 2022-05-01 | 2022-05-16 | 18 | 675.627 | 60.345 | 44.478 | 8.932% | 6.583% | 73.71% | 5 | 71.21% | 9.794%
6 | 2022-06-01 | 2022-06-26 | 21 | 719.711 | 70.427 | 53.265 | 9.785% | 7.401% | 75.63% | 6 | 85% | 9.592%
7 | 2022-07-01 | 2022-07-20 | 21 | 834.166 | 76.249 | 56.475 | 9.141% | 6.77% | 74.07% | 7 | 71.74% | 9.668%
8 | 2022-08-01 | 2022-08-30 | 18 | 834.218 | 81.652 | 58.128 | 9.788% | 6.968% | 71.19% | 8 | 71.52% | 10.08%
9 | 2022-09-01 | 2022-09-12 | 20 | 705.627 | 69.11 | 51.331 | 9.794% | 7.275% | 74.27% | 9 | 71.51% | 9.896%
10 | 2022-10-01 | 2022-10-26 | 19 | 635.459 | 61.794 | 41.484 | 9.724% | 6.528% | 67.13% | 10 | 69.46% | 10.13%
11 | 2022-11-01 | 2022-11-21 | 18 | 738.576 | 71.516 | 50.224 | 9.683% | 6.8% | 70.23% | 11 | 71.12% | 9.991%
12 | 2022-12-01 | 2022-12-27 | 18 | 807.074 | 77.482 | 73.257 | 9.6% | 9.077% | 94.55% | 12 | 85.67% | 9.713%
1 | 2023-01-01 | 2023-01-14 | 18 | 791.812 | 78.271 | 72.77 | 9.885% | 9.19% | 92.97%
2 | 2023-02-01 | 2023-02-03 | 18 | 861.513 | 88.247 | 63.932 | 10.24% | 7.421% | 72.45%
3 | 2023-03-01 | 2023-03-07 | 19 | 719.106 | 73.438 | 53.105 | 10.21% | 7.385% | 72.31%
4 | 2023-04-01 | 2023-04-05 | 19 | 646.151 | 70.262 | 49.391 | 10.87% | 7.644% | 70.3%
5 | 2023-05-01 | 2023-05-31 | 20 | 615.818 | 64.066 | 45.25 | 10.4% | 7.348% | 70.63%
6 | 2023-06-01 | 2023-06-02 | 21 | 684.879 | 69.208 | 48.455 | 10.11% | 7.075% | 70.01%
7 | 2023-07-01 | 2023-07-06 | 21 | 800.013 | 81.479 | 59.273 | 10.18% | 7.409% | 72.75%
8 | 2023-08-01 | 2023-08-08 | 19 | 677.827 | 66.094 | 46.522 | 9.751% | 6.863% | 70.39%
9 | 2023-09-01 | 2023-09-06 | 21 | 799.317 | 80.737 | 55.137 | 10.1% | 6.898% | 68.29%
10 | 2023-10-01 | 2023-10-04 | 19 | 651.732 | 63.762 | 43.798 | 9.783% | 6.72% | 68.69%
11 | 2023-11-01 | 2023-11-28 | 18 | 739.911 | 74.957 | 55.374 | 10.13% | 7.484% | 73.87%
12 | 2023-12-01 | 2023-12-14 | 18 | 788.761 | 77.459 | 72.736 | 9.82% | 9.222% | 93.9%
1 | 2024-01-01 | 2024-01-15 | 18 | 809.334 | 81.554 | 80.079 | 10.08% | 9.894% | 98.19%
2 | 2024-02-01 | 2024-02-19 | 18 | 762.61 | 77.049 | 73.464 | 10.1% | 9.633% | 95.35%
3 | 2024-03-01 | 2024-03-23 | 13 | 676.662 | 72.034 | 49.196 | 10.65% | 7.27% | 68.3%
4 | 2024-04-01 | 2024-04-03 | 19 | 636.204 | 69.297 | 47.979 | 10.89% | 7.541% | 69.24%
5 | 2024-05-01 | 2024-05-22 | 22 | 663.829 | 63.561 | 44.053 | 9.575% | 6.636% | 69.31%
6 | 2024-06-01 | 2024-06-19 | 21 | 855.373 | 73.443 | 80.304 | 8.586% | 9.388% | 109.3%
7 | 2024-07-01 | 2024-07-16 | 18 | 835.727 | 81.555 | 55.79 | 9.759% | 6.676% | 68.41%
8 | 2024-08-01 | 2024-08-03 | 20 | 777.588 | 79.951 | 58.353 | 10.28% | 7.504% | 72.99%
9 | 2024-09-01 | 2024-09-15 | 19 | 660.266 | 66.979 | 48.209 | 10.14% | 7.301% | 71.98%
10 | 2024-10-01 | 2024-10-14 | 18 | 651.486 | 68.888 | 49.99 | 10.57% | 7.673% | 72.57%
11 | 2024-11-01 | 2024-11-30 | 18 | 687.535 | 72.237 | 50.04 | 10.51% | 7.278% | 69.27%
12 | 2024-12-01 | 2025-12-23 | 11 | 870.463 | 81.895 | 56.155 | 9.408% | 6.451% | 68.57%